## 1.75GPM PCA
Gerber Low Flow Aerator & Flow Controller Kits - 1.75GPM
Gerber P/N | Matching Neoperl Aerator P/N | Spec | Faucet Family | Gerber No. | Lead Free | ERP No. | New Product / Lead Free | Gerber Int'l
G0091830 | 40.2061.0.0001 | AERATOR KITS,1.75GPM, STD,MALE,AERATED | Abigail S/H Kitchen | G0040193 | 0040193 | FS6A0012CP-GEQ1
|  |  | Allerton S/H Kitchen | G0040161 | 0040161 | F87J4002CP-GEQ1
|  |  |  | G0040163 | 0040163 | F87J4613CP-GEQ1
|  |  |  | G0040151 | 0040151 | FS6A0004CP-GEQ1
|  |  |  | G0040451 | 0040451 | FS6A0003CP-GEQ1
|  |  |  | G0040351 | 0040351 | FS6A0002CP-GEQ1
|  |  | Abigail 2H Kitchen | G0042717 | 0042717 | F86J5019CP-GEQ1
|  |  |  | G0042817 | 0042817 | F86J5621CP-GEQ1
|  |  | Pomeroy | G0043082 | 0043082 | FS1A4298CP-GEQ1
|  |  | Allerton S/H Lav | G0040584 | 0040585 | #N/A
|  |  | Abigail 4"CS | G0043222 | 0043222 | F51A0042CP-GEQ1
|  |  | Abigail mini W/S | G0043351 | 0043351 | FM0A5222CP-GEQ1
|  |  | Abigail W/S | G0043372 | 0043372 | FW0B5271CP-GEQ1
|  |  | Allerton 4" CS | G0043462 | 0043462 | F51A1001CP-GEQ1
|  |  | Allerton mini W/S | G0043341 | 0043341 | FM0A4211CP-GEQ1
|  |  | Allerton W/S | G0043272 | 0043272 | FW0B4224CP-GEQ1
|  |  | Allerton S/H Kitchen, Pak | G0040151PK | 0040151PK | FS6A0004CP-GEL1
|  |  |  | G0040351PK | 0040351PK | FS6A0002CP-GEL1
|  |  |  | G0040451PK | 0040451PK | FS6A0003CP-GEL1
|  |  | Allerton S/H, Pak | G0040582PK | 0040582PK | #N/A
|  |  | Allerton S/H, Pak | G0040561PK | 0040561PK | #N/A
|  |  | Allerton S/H, Pak | G0040585PK | 0040585PK | #N/A
|  |  | Allerton 4" CS, Pak | G0043462PK | 0043462PK | F51A1001CP-GEL1
|  |  | Allerton W/S, Pak | G0043272PK | 0043272PK | FW0B4224CP-GEL1
|  |  | Hardwater 2H handle Kitchen | G0052020 | 0052020 | #N/A
|  |  | Hardwater 2H handle Kitchen | G0052030 | 0052030 | #N/A
|  |  | Hardwater 2H handle Kitchen, less spray | G0052080 | 0052080 | F84D4000CP-GEQ1
|  |  | Hardwater 1H handle Kitchen, with spray | G0040172 | 0040172 | #N/A
|  |  | Classics 2H handle Kitchen, less spray | G0042116 | 0042116 | F84T4000CP-GEQ1
|  |  | Classics 2H handle Kitchen, less spray | G0042116G | 0042116G | #N/A
|  |  | Classics 2H handle Kitchen, less spray | G0742116 | 0742116 | F84T4001CP-GEQ1
|  |  | Classics 2H handle Kitchen, less spray | G0742116G | 0742116G | #N/A
|  |  | Classics 2H handle Kitchen, less spray | G008742116 | 008742116 | #N/A
|  |  | Classics 2H handle Kitchen, with spray | G0042216 | 0042216 | F84T4600CP-GEQ1
|  |  | Classics 2H handle Kitchen, with spray | G0042216G | 0042216G | #N/A
|  |  | Classics 2H handle Kitchen, with spray | G0742216 | 0742216 | F84T4601CP-GEQ1
|  |  | Classics 2H handle Kitchen, with spray | G0742216G | 0742216G | #N/A
|  |  | Classics 2H handle Kitchen, less spray | G0042416 | 0042416 | F84K4004CP-GEQ1
|  |  | Classics 2H handle Kitchen, less spray | G0042416G | 0042416G | #N/A
|  |  | Classics 2H handle Kitchen, less spray | G0742416 | 0742416 | F84K4005CP-GEQ1
|  |  | Classics 2H handle Kitchen, less spray | G0742416G | 0742416G | #N/A
|  |  | Classics 2H handle Kitchen, with spray | G0042516 | 0042516 | F84K4605CP-GEQ1
|  |  | Classics 2H handle Kitchen, | G0742516 | 0742516 | F84K4606CP-GEQ1
|  |  | Classics 2H handle Kitchen, | G0042136 | 0042136 | #N/A
|  |  | Classics 2H handle Kitchen, | G004213666 | 004213666 | #N/A
|  |  | Classics 2H handle Kitchen, | G00742136 | 00742136 | #N/A
|  |  | Classics 2H handle Kitchen, | G0042236 | 0042236 | #N/A
|  |  | Classics 2H handle Kitchen, | G00742236 | 00742236 | #N/A
|  |  | Viper S/H Lav | G0040070 | 0040070 | F41B4104CP-GEQ1
|  |  | Viper 4"CS Lav | G0043040 | 0043040 | F51A1067CP-GEQ1
|  |  | Int'l South Shore S/H Lav | G0040088 | 0040088 | FS1A4144CP-GEQ2
|  |  | Int'l Mid-Town S/H Lav | G0040072 | 0040072 | FS1A4145CP-GEQ2
|  |  | Int'l Mid-Town Mini-ws Lav | G0043345 | 0043345 | FM0A4106CP-GEQ2
G0091830BN | 40.2061.0.0001 |  | Abigail S/H Kitchen | G0040193SS | 0040193SS | FS6A0012NP-GEQ1
|  |  | Allerton S/H Kitchen | G0040161SS | 0040161SS | F87J4002NP-GEQ1
|  |  |  | G0040163SS | 0040163SS | F87J4613NP-GEQ1
|  |  |  | G0040151SS | 0040151SS | FS6A0004NP-GEQ1
|  |  |  | G0040451SS | 0040451SS | #N/A
|  |  |  | G0040351SS | 0040351SS | FS6A0002NP-GEQ1
|  |  | Abigail 2H Kitchen | G0042717SS | 0042717SS | F86J5019NP-GEQ1
|  |  |  | G0042817SS | 0042817SS | F86J5621NP-GEQ1
|  |  | Pomeroy | G0043082BN | 0043082BN | FS1A4298NP-GEQ1
|  |  | Allerton S/H Lav | G0040585BN | 0040585BN | #N/A
|  |  | Abigail 4"CS | G0043222BN | 0043222BN | F51A0042NP-GEQ1
|  |  | Abigail mini W/S | G0043351BN | 0043351BN | FM0A5222NP-GEQ1
|  |  | Abigail W/S | G0043372BN | 0043372BN | FW0B5271NP-GEQ1
|  |  | Abigail Bar Faucet | G0049282SS | 0049282SS | F51A1006NP-GEQ1
|  |  | Allerton 4" CS | G0043462BN | 0043462BN | F51A1001NP-GEQ1
|  |  | Allerton mini W/S | G0043341BN | 0043341BN | FM0A4211NP-GEQ1
|  |  | Allerton W/S | G0043272BN | 0043272BN | FW0B4224NP-GEQ1
|  |  | Viper S/H kitchen | G0040045SS | 0040045SS | F81B4316NP-GEQ1
|  |  | Viper S/H kitchen | G0040040SS | 0040040SS | F81B4032NP-GEQ1
|  |  | Viper S/H kitchen | G0040042SS | 0040042SS | F81B0001NP-GEQ1
|  |  | Viper S/H Lav | G0040070BN | 0040070BN | F41B4104NP-GEQ1
|  |  | Viper 4"CS Lav | G0043040BN | 0043040BN | F51A1067NP-GEQ1
|  |  | Viper Mini-ws Lav | G0043325BN | 0043325BN | FM0A4105NP-GEQ1
|  |  | Int'l South Shore S/H Lav | G0040088BN | 0040088BN | FS1A4144NP-GEQ2
G0091830RB | 40.2061.0.0001 |  | Abigail S/H Kitchen | G0040193RB | 0040193RB | FS6A0012RB-GEQ1
|  |  | Abigail 2H Kitchen | G0042717RB | 0042717RB | F86J5019RB-GEQ1
|  |  |  | G0042817RB | 0042817RB | F86J5621RB-GEQ1
|  |  | Abigail Bar Faucet | G0049282RB | 0049282RB | F51A1006RB-GEQ1
|  |  | Abigail 4"CS | G0043222RB | 0043222RB | F51A0042RB-GEQ1
|  |  | Abigail mini W/S | G0043351RB | 0043351RB | FM0A5222RB-GEQ1
|  |  | Abigail W/S | G0043372RB | 0043372RB | FW0B5271RB-GEQ1
G0091833 | 40.2061.0.0001 | AERATOR KITS,1.75GPM, STD,FEMALE,AERATED | Maxwell S/H Kitchen Faucet | G0040110 | 0040110 | FS6A0005CP-GEQ1
|  |  |  | G0040111 | 0040111 | FS6A0006CP-GEQ1
|  |  |  | G0040112 | 0040112 | FS6A0007CP-GEQ1
|  |  | Maxwell 2H Kitchen Faucet | G0042110 | 0042110 | F8FA0005CP-GEQ1
|  |  |  | G0042111 | 0042111 | F8FA0006CP-GEQ1
|  |  |  | G0042113 | 0042113 | F8FA0007CP-GEQ1
|  |  |  | G0042115 | 0042115 | F8FA0008CP-GEQ1
|  |  | Maxwell S/H Lav | G0040140 | 0040140 | F41B0003CP-GEQ1
|  |  |  | G0040141 | 0040141 | F41B0401CP-GEQ1
|  |  |  | G0040142 | 0040142 | F41B0204CP-GEQ1
|  |  |  | G0040143 | 0040143 | F41B4022CP-GEQ1
|  |  |  | G0040144 | 0040144 | F41B4407CP-GEQ1
|  |  |  | G0040145 | 0040145 | F41B4231CP-GEQ1
|  |  | Maxwell 2H Lav | G0043140 | 0043140 | F51A0034CP-GEQ1
|  |  |  | G0043141 | 0043141 | F51A0035CP-GEQ1
|  |  |  | G0043142 | 0043142 | F51A0039CP-GEQ1
|  |  |  | G0043143 | 0043143 | F51A0038CP-GEQ1
|  |  |  | G0043144 | 0043144 | F51A0037CP-GEQ1
|  |  |  | G0043145 | 0043145 | F51A0036CP-GEQ1
|  |  | Maxwell SE 1H lav | G0040145W | 0040145W | F4510037CP-GEQ1
|  |  | Maxwell SE 2H lav | G0043145W | 0043145W | F5120056CP-GEQ1
|  |  | Maxwell SE 1H Kitchen | G0040110W | 0040110W | FS610037CP-GEQ1
|  |  | Maxwell SE 1H Kitchen | G0040112W | 0040112W | FS610036CP-GEQ1
|  |  | Maxwell SE 2H Kitchen | G0042110W | 0042110W | F8F11001CP-GEQ1
|  |  | Maxwell SE 2H Kitchen | G0042111W | 0042111W | F8F10043CP-GEQ1
|  |  | Hardwater Single handle Kitchen,less spray | G0040100 | 0040100 | #N/A
|  |  | Hardwater Single handle Kitchen,with spray | G0040400 | 0040400 | #N/A
|  |  | Hardwater 2H handle Kitchen, less spray | G0052000 | 0052000 | F80D4001CP-GEQ1
|  |  | Hardwater 2H handle Kitchen, with spray | G0052010 | 0052010 | F80D4601CP-GEQ1
|  |  | Hardwater 2H handle Kitchen | GCX52000 | CX52000 | #N/A
|  |  | Hardwater 2H handle bar | G0059900 | 0059900 | FB0A4018CP-GEQ1
|  |  | Hardwater Single handle Kitchen,less spray | G004010050 | 004010050 | #N/A
|  |  | Hardwater Single handle Kitchen,with spray | G004040050 | 004040050 | #N/A
|  |  | Classics 2H handle Kitchen | G0042106 | 0042106 | #N/A
|  |  | Classics 2H handle Kitchen | G004210666 | 004210666 | #N/A
|  |  | Classics 2H handle Kitchen | G00742106 | 00742106 | #N/A
|  |  | Classics 2H handle Kitchen | G0042206 | 0042206 | #N/A
|  |  | Classics 2H handle Kitchen, less spray | G0042406 | 0042406 | F80K4003CP-GEQ1
|  |  | Classics 2H handle Kitchen, less spray | G0042406G | 0042406G | #N/A
|  |  | Classics 2H handle Kitchen, less spray | G0742406 | 0742406 | F80K4002CP-GEQ1
|  |  | Classics 2H handle Kitchen, less spray | G0742406G | 0742406G | #N/A
|  |  | Classics 2H handle Kitchen, with spray | G0042506 | 0042506 | F80K4601CP-GEQ1
|  |  | Classics 2H handle Kitchen, less spray | G0042426 | 0042426 | F82K4004CP-GEQ1
|  |  | Classics 2H handle Kitchen, less spray | G0042426G | 0042426G | #N/A
|  |  | Classics 2H handle Kitchen, less spray | G0742426 | 0742426 | F82K4003CP-GEQ1
|  |  | Classics 2H handle Kitchen, less spray | G0742426G | 0742426G | #N/A
|  |  | Classics 2H handle Kitchen, with spray | G0042526 | 0042526 | F82K4606CP-GEQ1
|  |  | Classics 2H handle Kitchen, with spray | G0742526 | 0742526 | F82K4607CP-GEQ1
|  |  | Classics 2H handle Kitchen, | G0042630 | 0042630 | F8BK4013CP-GEQ1
|  |  | Classics 2H handle Kitchen, | G0042631 | 0042631 | F8BK4011CP-GEQ1
|  |  | Classics 2H handle Kitchen, | G0042690 | 0042690 | F8BK4010CP-GEQ1
|  |  | Classics 2H handle Kitchen, | G0042691 | 0042691 | F8BK4012CP-GEQ1
|  |  | Classics 2H bar facuet | G0049251 | 0049251 | FB0K4009CP-GEQ1
|  |  | Classics 2H bar facuet | G0049251G | 0049251G | #N/A
|  |  | Classics 2H bar facuet | G004925166 | 004925166 | FB0K4011CP-GEQ1
|  |  | Classics 2H bar facuet | G0749251 | 0749251 | FB0K4010CP-GEQ1
|  |  | Classics 2H bar facuet | G0749251G | 0749251G | #N/A
|  |  | Allerton 2H bar faucet | G0049272 | 0049272 | F51A1002CP-GEQ1
|  |  | Int'l Maxwell S/H Kitchen Faucet | G0040110 | 0040110 | FS6A0005CP-GEQ1
|  |  |  | G0040111 | 0040111 | FS6A0006CP-GEQ1
|  |  | Int'l Maxwell S/H Lav | G0040243 | 0040243 | F41B4031CP-GEQ2
|  |  | Int'l Maxwell 2H Lav | G0043243 | 0043243 | F51A0065CP-GEQ2
G0091833BN | 40.2061.0.0001 |  | Maxwell S/H Kitchen Faucet | G0040110SS | 0040110SS | FS6A0005NP-GEQ1
|  |  |  | G0040111SS | 0040111SS | FS6A0006NP-GEQ1
|  |  |  | G0040112SS | 0040112SS | FS6A0007NP-GEQ1
|  |  | Maxwell 2H Kitchen Faucets | lead free unavailable due to discontinue of 0042123SS | lead free unavailable due to discontinue of 0042123SS | #N/A
|  |  |  | lead free unavailable due to discontinue of 0042125SS | lead free unavailable due to discontinue of 0042125SS | #N/A
|  |  | Allerton 2H bar faucet | G0049272SS | 0049272SS | F51A1002NP-GEQ1
|  |  | Maxwell S/H Lav | G0040143BN | 0040143BN | F41B4022NP-GEQ1
|  |  |  | G0040145BN | 0040145BN | F41B4231NP-GEQ1
|  |  | Maxwell 2H Lav Faucets | G0043145BN | 0043145BN | F51A0036NP-GEQ1
|  |  | Maxwell 2H Kitchen Faucets | G0042113SS | 0042113SS | F8FA0007NP-GEQ1
|  |  |  | G0042115SS | 0042115SS | F8FA0008NP-GEQ1
G0091837 | 40.2061.0.0001 | It was replaced by low flow controller GA519253N |  |  |  | #N/A
G0091837BN | 40.2061.0.0001 |  |  |  |  | #N/A
G0091838 | 40.2061.0.0001 | AERATOR KITS, 1.75GPM, BRIANNE, AERATED | Brianne S/H Kitchen | G0040183 | 0040183 | F87J5604CP-GEQ1
|  |  | Brianne 2H Kitchen | lead free unavailable due to discontinue of 0042706 | lead free unavailable due to discontinue of 0042706 | #N/A
|  |  |  | lead free unavailable due to discontinue of 0042806 | lead free unavailable due to discontinue of 0042806 | #N/A
|  |  |  | G0049262 | 0049262 | FB0C5005CP-GEQ1
|  |  | Brianne mini W/S | G0043321 | 0043321 | FM0B5211CP-GEQ1
|  |  | Brianne W/S | G0043172 | 0043172 | FW2C5205CP-GEQ1
G0091838BN | 40.2061.0.0001 |  | Brianne S/H Kitchen | G0040183SS | 0040183SS | F87J5604NP-GEQ1
|  |  | Brianne 2H Kitchen | lead free unavailable due to discontinue of 0042706SS | lead free unavailable due to discontinue of 0042706SS | #N/A
|  |  |  | lead free unavailable due to discontinue of 0042806SS | lead free unavailable due to discontinue of 0042806SS | #N/A
|  |  |  | G0049262SS | 0049262SS | FB0C5005NP-GEQ1
|  |  | Brianne mini W/S | G0043321BN | 0043321BN | FM0B5211NP-GEQ1
|  |  | Brianne W/S | G0043172BN | 0043172BN | FW2C5205NP-GEQ1
G0091838RB | 40.2061.0.0001 |  | Brianne S/H Kitchen | G0040183RB | 0040183RB | F87J5604RB-GEQ1
|  |  | Brianne 2H Kitchen | lead free unavailable due to discontinue of 0042706RB | lead free unavailable due to discontinue of 0042706RB | #N/A
|  |  |  | lead free unavailable due to discontinue of 0042806RB | lead free unavailable due to discontinue of 0042806RB | #N/A
|  |  |  | G0049262RB | 0049262RB | FB0C5005RB-GEQ1
|  |  | Brianne mini W/S | G0043321RB | 0043321RB | FM0B5211RB-GEQ1
|  |  | Brianne W/S | G0043172RB | 0043172RB | FW2C5205RB-GEQ1
G0091841 | 40.2061.0.0001 | It was replaced by low flow controller GA519253 |  |  |  | #N/A
#N/A
#N/A
G0091842 | 40.2061.0.0001 | AERATOR KITS, 1.75GPM, STD, MALE, VP, AERATED | Commercail 1H Lavatory Faucet | GC044534 | C044534 | #N/A
|  |  | Commercial 2H Kitchen Faucet | GC044110 | C044110 | #N/A
|  |  |  | GC444119 | C444119 | #N/A
|  |  |  | GC444219 | C444219 | #N/A
|  |  |  | GC044219 | C044219 | #N/A
|  |  | Commercial S/H Lav | GC044532 | C044532 | #N/A
|  |  |  | GC044530 | C044530 | F43D4006CP-GEQ1
|  |  |  | GC0445326 | C0445326 | F43D4102CP-GEQ1
|  |  | Commercial 2H 4" CS Lav | GC444451 | C444451 | #N/A
|  |  |  | GC444442 | C444442 | #N/A
|  |  |  | GC444441 | C444441 | #N/A
|  |  |  | GC044451 | C044451 | #N/A
|  |  |  | GC044442 | C044442 | #N/A
|  |  |  | GC044441 | C044441 | F42D4008CP-GEQ1
|  |  |  | GC04444165 | C04444165 | #N/A
|  |  | Commercial W/S Lav | GC04405461 | C04405461 | #N/A
|  |  |  | GC44405461 | C44405461 | #N/A
|  |  |  | GC444054 | C444054 | #N/A
G0091843 | 40.2061.0.0001 | AERATOR KITS, 1.75GPM, STD, FEMALE, VP, AERATED | Commercial Basin Cock Faucet | GC044152 | C044152 | FS1A4089CP-GEQ1
|  |  | Commercial 2H Lav Gooseneck | GC044255 | C044255 | #N/A
|  |  |  | GC044254 | C044254 | FB0A4015CP-GEQ1
|  |  |  | GC444255 | C444255 | #N/A
|  |  |  | GC444254 | C444254 | #N/A
|  |  | Commercial 2H Kitchen Faucet | GC444179 | C444179 | #N/A
|  |  | Commercial 2H Kitchen Faucet | GC444279 | C444279 | #N/A
|  |  | Commercial 2H Kitchen Faucet | GC044179 | C044179 | #N/A
|  |  | Commercial 2H Kitchen Faucet | GC044279 | C044279 | #N/A
|  |  | Commercial W/S Lav Gooseneck | GC04400561 | C04400561 | #N/A
|  |  |  | GC044005 | C044005 | #N/A
|  |  | Commercial Kitchen Wall Mount Gooseneck | GC444693 | C444693 | #N/A
|  |  |  | lead free unavailable due to discontinue of C444630 | lead free unavailable due to discontinue of C444630 | #N/A
|  |  |  | lead free unavailable due to discontinue of C044690 | lead free unavailable due to discontinue of C044690 | #N/A
|  |  |  | GC044633 | C044633 | F8BA4010CP-GEQ1
|  |  |  | GC444633 | C444633 | #N/A
|  |  |  | GC444643 | C444643 | #N/A
|  |  |  | GC044693 | C044693 | #N/A
|  |  |  | GC044643 | C044643 | #N/A
GA519253N | 31.2013.1 Flow controller | FLOW CONTROLLER,1.75GPM,FOR KITCHEN PULL OUT/DOWN | Daylene Kitchen Pull Down | G0040471 | 0040471 | FP4A4044CP-GEQ1
|  |  | Daylene Kitchen Pull Down | G0040471SS | 0040471SS | FP4A4044NP-GEQ1
|  |  | Wicker Park Kitchen Pull Down | G0040475 | 0040475 | FP4A5020CP-GEQ1
|  |  | Wicker Park Kitchen Pull Down | G0040475SS | 0040475SS | FP4A5020NP-GEQ1
|  |  | Brianne Kitchen Pull Out | G0040480 | 0040480 | FP1D5000CP-GEQ1
|  |  | Brianne Kitchen Pull Out | G0040480SS | 0040480SS | FP1D5000NP-GEQ1
|  |  | Brianne Kitchen Pull Out | G0040480RB | 0040480RB | FP1D5000RB-GEQ1
|  |  | Abigail Kitchen Pull Out | G0040490 | 0040490 | FP1D5001CP-GEQ1
|  |  | Abigail Kitchen Pull Out | G0040490SS | 0040490SS | FP1D5001NP-GEQ1
|  |  | Abigail Kitchen Pull Out | G0040490RB | 0040490RB | FP1D5001RB-GEQ1
|  |  | Allerton Kitchen Pull Out | G0040485 | 0040485 | FP1D4006CP-GEQ1
|  |  | Allerton Kitchen Pull Out | G0040485SS | 0040485SS | FP1D4006NP-GEQ1
|  |  | Maxwell S/H Kitchen Pull Out, Pak | G0040465PK | 0040465PK | FP2B4001CP-GEL1
|  |  | Maxwell S/H Kitchen Pull Out, Pak | G0040465PKSS | 0040465PKSS | FP2B4001NP-GEL1
|  |  | White Kitchen Pull Out | G0040170WHPK | 0040170WHPK | #N/A
|  |  | Maxwell SE kitchen pull out | G0040465W | 0040465W | FP224009CP-GEQ1
|  |  | Maxwell SE kitchen pull out | G0040465WSS | 0040465WSS | FP224009NP-GEQ1
|  |  | Int'l Maxwell kitchen pull out | G0040465 | 0040465 | FP4A4075CP-GEQ2
|  |  | Viper kitchen pull down | G0040165 | 0040165 | FP4A4076CP-GEQ1
|  |  | Viper kitchen pull down | G0040165SS | 0040165SS | FP4A4076NP-GEQ1
|  |  | Viper kitchen pull down | G0040165BR | 0040165BR | FP4A4076RV-GEQ1
|  |  | Int'l South Shore kitchen pull out | G0040198 | 0040198 | #N/A
|  |  | Int'l South Shore kitchen pull out | G0040198SS | 0040198SS | #N/A
|  |  | Int'l Kaia kitchen pull out | G0040184 | 0040184 | FP4A4067CP-GEQ2
|  |  | Int'l Kaia kitchen pull out | G0040184SS | 0040184SS | FP4A4067NP-GEQ2
|  |  | Int'l Kaia kitchen pull down | G0040188 | 0040188 | FP4A0054CP-GEQ2
|  |  | Int'l Mid-Town Kitchen pull down | G0040174 | 0040174 | FP4A0069CP-GEQ2
|  |  | Int'l Riverdale kitchen pull out | G0040194 | 0040194 | FP4A4062CP-GEQ2
|  |  | Int'l Riverdale kitchen pull out | G0040194SS | 0040194SS | FP4A4062NP-GEQ2
GA613086N | 40.2061.0.0001 | AERATOR KITS, 0.5GPM, STD, MALE, VP, Bubble | Viper Single Handle kitchen Faucet | G0040040 | 0040040 | F81B4032CP-GEQ1
|  |  | Viper S/H kitchen | G0040045 | 0040045 | F81B4316CP-GEQ1
|  |  | Viper S/H kitchen | G0040042 | 0040042 | F81B0001CP-GEQ1
GA613086NBN | 40.2061.0.0001 | AERATOR KITS, 0.5GPM, STD, MALE, VP, Bubble | Viper Single Handle kitchen Faucet | G0040040SS | 0040040SS | F81B4032NP-GEQ1
|  |  | Viper S/H kitchen | G0040045SS | 0040045SS | F81B4316NP-GEQ1
|  |  | Viper S/H kitchen | G0040042SS | 0040042SS | F81B0001NP-GEQ1

## 1.5GPM PCA
Gerber Low Flow Aerator & Flow Controller Kits - 1.5GPM
Gerber P/N | Spec | Matching Neoperl Aerator P/N | Faucet Family | Gerber No. | Lead Free | ERP No. | New Product / Lead Free | Gerber Int'l
G0091568 | AERATOR KITS,1.5GPM, STD,MALE,AERATED | 40.2056.0.0002 | Abigail S/H Kitchen | G0040193 | 0040193 | FS6A0012CP-GEQ1
|  |  | Allerton S/H Kitchen | G0040161 | 0040161 | F87J4002CP-GEQ1
|  |  |  | G0040163 | 0040163 | F87J4613CP-GEQ1
|  |  |  | G0040151 | 0040151 | FS6A0004CP-GEQ1
|  |  |  | G0040451 | 0040451 | FS6A0003CP-GEQ1
|  |  |  | G0040351 | 0040351 | FS6A0002CP-GEQ1
|  |  | Abigail 2H Kitchen | G0042717 | 0042717 | F86J5019CP-GEQ1
|  |  |  | G0042817 | 0042817 | F86J5621CP-GEQ1
|  |  | Pomeroy | G0043082 | 0043082 | FS1A4298CP-GEQ1
|  |  | Abigail mini W/S | G0043351 | 0043351 | FM0A5222CP-GEQ1
|  |  | Abigail W/S | G0043372 | 0043372 | FW0B5271CP-GEQ1
|  |  | Abigail 2H Lav | G0043222 | 0043222 | F51A0042CP-GEQ1
|  |  | Abigail Bar Faucet | G0049282 | 0049282 | F51A1006CP-GEQ1
|  |  | Allerton 4" CS | G0043462 | 0043462 | F51A1001CP-GEQ1
|  |  | Allerton mini W/S | G0043341 | 0043341 | FM0A4211CP-GEQ1
|  |  | Allerton W/S | G0043272 | 0043272 | FW0B4224CP-GEQ1
|  |  | Allerton S/H Kitchen, Pak | G0040151PK | 0040151PK | FS6A0004CP-GEL1
|  |  |  | G0040351PK | 0040351PK | FS6A0002CP-GEL1
|  |  |  | G0040451PK | 0040451PK | FS6A0003CP-GEL1
|  |  | Allerton S/H, Pak | G0040582PK | 0040582PK | #N/A
|  |  | Allerton S/H, Pak | G0040561PK | 0040561PK | #N/A
|  |  | Allerton S/H, Pak | G0040585PK | 0040585PK | #N/A
|  |  | Allerton 4" CS, Pak | G0043462PK | 0043462PK | F51A1001CP-GEL1
|  |  | Allerton W/S, Pak | G0043272PK | 0043272PK | FW0B4224CP-GEL1
|  |  | Hardwater 2H handle Kitchen, less spray | G0052080 | 0052080 | F84D4000CP-GEQ1
|  |  | Hardwater 2H 4"CS lavatory, less pop up | G0053100 | 0053100 | F42D4010CP-GEQ1
|  |  | Hardwater 2H 4"CS lavatory, brass pop up | G0053120 | 0053120 | F42D4106CP-GEQ1
|  |  | Hardwater 2H 4"CS lavatory, less handle, brass pop up | GCX53120 | CX53120 | F42DZ100CP-GEQ1
|  |  | Hardwater 2H widespread lavatory faucet | G0053220 | 0053220 | #N/A
|  |  | Gerber Classics 2H 4"CS lavatory, less drain, chain stay | G0043411 | 0043411 | F42K4010CP-GEQ1
|  |  | Gerber Classics 2H 4"CS lavatory, less drain, chain stay | G0743411 | 0743411 | F42K4009CP-GEQ1
|  |  | Gerber Classics 2H 4"CS lavatory, | G004341165 | 004341165 | F42K4014CP-GEQ1
|  |  | Gerber Classics 2H 4"CS lavatory, | G004341165G | 004341165G | #N/A
|  |  | Gerber Classics 2H 4"CS lavatory, less drain, less stay | G074341165 | 074341165 | F42K4008CP-GEQ1
|  |  | Gerber Classics 2H 4"CS lavatory, less drain, less stay | G074341165G | 074341165G | #N/A
|  |  | Hardwater 2H 4"CS lavatory, less pop up | G0053100 | 0053100 | F42D4010CP-GEQ1
|  |  | Gerber Classics 2H 4"CS lavatory, | G004341166 | 004341166 | F42K4011CP-GEQ1
|  |  | Gerber Classics 2H 4"CS lavatory, | G00434116566 | 00434116566 | F42K4012CP-GEQ1
|  |  | Gerber Classics 2H 4"CS lavatory, less drain, pop up stay | G0043413 | 0043413 | F42K4013CP-GEQ1
|  |  | Gerber Classics 2H 4"CS lavatory, less drain, pop up stay | G0043413G | 0043413G | #N/A
|  |  | Gerber Classics 2H 4"CS lavatory, brass pop up | G0043431 | 0043431 | F42K4101CP-GEQ1
|  |  | Gerber Classics 2H 4"CS lavatory, brass pop up | G0743431 | 0743431 | F42K4103CP-GEQ1
|  |  | Gerber Classics 2H 4"CS lavatory, brass pop up | G0743431G | 0743431G | #N/A
|  |  | Gerber Classics 2H 4"CS lavatory, | G004343166 | 004343166 | F42K4102CP-GEQ1
|  |  | Gerber Classics 2H 4"CS lavatory, plastic pop up | G0043432 | 0043432 | F42K4104CP-GEQ1
|  |  | Gerber Classics 2H 4"CS lavatory, | G8743431 | 8743431 | #N/A
|  |  | Classics 2H widespread facuet | G004307161 | 004307161 | FW2K4101CP-GEQ1
|  |  | Classics 2H widespread facuet | G0043071G | 0043071G | #N/A
|  |  | Classics 2H widespread facuet | G074307161 | 074307161 | #N/A
|  |  | Classics 2H widespread facuet | G0743071G | 0743071G | #N/A
|  |  | Classics 2H handle Kitchen, less spray | G0042116 | 0042116 | F84T4000CP-GEQ1
|  |  | Classics 2H handle Kitchen, less spray | G0042116G | 0042116G | #N/A
|  |  | Classics 2H handle Kitchen, less spray | G0742116 | 0742116 | F84T4001CP-GEQ1
|  |  | Classics 2H handle Kitchen, less spray | G0742116G | 0742116G | #N/A
|  |  | Classics 2H handle Kitchen, with spray | G0042216 | 0042216 | F84T4600CP-GEQ1
|  |  | Classics 2H handle Kitchen, with spray | G0742216 | 0742216 | F84T4601CP-GEQ1
|  |  | Classics 2H handle Kitchen, with spray | G0742216G | 0742216G | #N/A
|  |  | Classics 2H handle Kitchen, less spray | G0042416 | 0042416 | F84K4004CP-GEQ1
|  |  | Classics 2H handle Kitchen, less spray | G0042416G | 0042416G | #N/A
|  |  | Classics 2H handle Kitchen, less spray | G0742416 | 0742416 | F84K4005CP-GEQ1
|  |  | Classics 2H handle Kitchen, less spray | G0742416G | 0742416G | #N/A
|  |  | Classics 2H handle Kitchen, with spray | G0042516 | 0042516 | F84K4605CP-GEQ1
|  |  | Classics 2H handle Kitchen, | G0742516 | 0742516 | F84K4606CP-GEQ1
|  |  | Viper S/H kitchen | G0040045 | 0040045 | F81B4316CP-GEQ1
|  |  | Viper S/H kitchen | G0040040 | 0040040 | F81B4032CP-GEQ1
|  |  | Viper S/H kitchen | G0040042 | 0040042 | F81B0001CP-GEQ1
|  |  | Viper S/H Lav | G0040070 | 0040070 | F41B4104CP-GEQ1
|  |  | Viper 4"CS Lav | G0043040 | 0043040 | F51A1067CP-GEQ1
|  |  | Viper 2H Lav | G0043041 | 0043041 | F51A1086CP-GEQ1
|  |  | Viper 2H Lav | G0043038 | 0043038 | F51A1087CP-GEQ1
|  |  | Int'l South Shore S/H Lav | G0040088 | 0040088 | FS1A4144CP-GEQ2
|  |  | Int'l Mid-Town S/H Lav | G0040072 | 0040072 | FS1A4145CP-GEQ2
|  |  | Logan Square W/S | G0043282 | 0043282 | FW2B4209CP-GEQ1
|  |  | Viper 2H Lav | G0043324 | 0043324 | FM0A0001CP-GEQ1
|  |  | Viper Mini-ws Lav | G0043325 | 0043325 | FM0A4105CP-GEQ1
|  |  | Viper 2H Lav | G0043326 | 0043326 | FM0A0000CP-GEQ1
|  |  | Int'l Mid-Town Mini-ws Lav | G0043345 | 0043345 | FM0A4106CP-GEQ2
G0091568BN |  | 40.2056.0.0002 | Abigail S/H Kitchen | G0040193SS | 0040193SS | FS6A0012NP-GEQ1
|  |  | Allerton S/H Kitchen | G0040161SS | 0040161SS | F87J4002NP-GEQ1
|  |  |  | G0040163SS | 0040163SS | F87J4613NP-GEQ1
|  |  |  | G0040151SS | 0040151SS | FS6A0004NP-GEQ1
|  |  |  | G0040451SS | 0040451SS | #N/A
|  |  |  | G0040351SS | 0040351SS | FS6A0002NP-GEQ1
|  |  | Abigail 2H Kitchen | G0042717SS | 0042717SS | F86J5019NP-GEQ1
|  |  |  | G0042817SS | 0042817SS | F86J5621NP-GEQ1
|  |  | Pomeroy | G0043082BN | 0043082BN | FS1A4298NP-GEQ1
|  |  | Abigail mini W/S | G0043351BN | 0043351BN | FM0A5222NP-GEQ1
|  |  | Abigail W/S | G0043372BN | 0043372BN | FW0B5271NP-GEQ1
|  |  | Abigail 2H Lav | G0043222 | 0043222 | F51A0042CP-GEQ1
|  |  | Abigail Bar Faucet | G0049282SS | 0049282SS | F51A1006NP-GEQ1
|  |  | Logan Square W/S | G0043282BN | 0043282BN | FW2B4209NP-GEQ1
|  |  | Allerton 4" CS | G0043462BN | 0043462BN | F51A1001NP-GEQ1
|  |  | Allerton mini W/S | G0043341BN | 0043341BN | FM0A4211NP-GEQ1
|  |  | Allerton W/S | G0043272BN | 0043272BN | FW0B4224NP-GEQ1
|  |  | Viper S/H kitchen | G0040045SS | 0040045SS | F81B4316NP-GEQ1
|  |  | Viper S/H kitchen | G0040040SS | 0040040SS | F81B4032NP-GEQ1
|  |  | Viper S/H kitchen | G0040042SS | 0040042SS | F81B0001NP-GEQ1
|  |  | Viper S/H Lav | G0040070BN | 0040070BN | F41B4104NP-GEQ1
|  |  | Viper 4"CS Lav | G0043040BN | 0043040BN | F51A1067NP-GEQ1
|  |  | Viper 2H Lav | G0043324BN | 0043324BN | FM0A0001NP-GEQ1
|  |  | Viper Mini-ws Lav | G0043325BN | 0043325BN | FM0A4105NP-GEQ1
|  |  | Viper 2H Lav | G0043326BN | 0043326BN | FM0A0000NP-GEQ1
|  |  | Viper 2H Lav | G0043041BN | 0043041BN | F51A1086NP-GEQ1
|  |  | Int'l South Shore S/H Lav | G0040088BN | 0040088BN | FS1A4144NP-GEQ2
G0091568RB |  | 40.2056.0.0002 | Abigail S/H Kitchen | G0040193RB | 0040193RB | FS6A0012RB-GEQ1
|  |  | Abigail 2H Kitchen | G0042717RB | 0042717RB | F86J5019RB-GEQ1
|  |  |  | G0042817RB | 0042817RB | F86J5621RB-GEQ1
|  |  | Abigail Bar Faucet | G0049282RB | 0049282RB | F51A1006RB-GEQ1
|  |  | Abigail mini W/S | G0043351RB | 0043351RB | FM0A5222RB-GEQ1
|  |  | Abigail W/S | G0043372RB | 0043372RB | FW0B5271RB-GEQ1
|  |  | Abigail 2H Lav | G0043222 | 0043222 | F51A0042CP-GEQ1
G0091568BR |  | 40.2056.0.0002 | Viper 2H Lav | G0043324BR | 0043324BR | FM0A0001RV-GEQ1
|  |  | Viper 2H Lav | G0043326BR | 0043326BR | FM0A0000RV-GEQ1
|  |  | Viper 2H Lav | G0043041BR | 0043041BR | F51A1086RV-GEQ1
G0091567 | AERATOR KITS,1.5GPM, STD,FEMALE,AERATED | 42.3056.2.1022 | Maxwell S/H Kitchen Faucet | G0040110 | 0040110 | FS6A0005CP-GEQ1
|  |  |  | G0040111 | 0040111 | FS6A0006CP-GEQ1
|  |  |  | G0040112 | 0040112 | FS6A0007CP-GEQ1
|  |  | Maxwell 2H Kitchen Faucet | G0042110 | 0042110 | F8FA0005CP-GEQ1
|  |  |  | G0042111 | 0042111 | F8FA0006CP-GEQ1
|  |  |  | G0042113 | 0042113 | F8FA0007CP-GEQ1
|  |  |  | G0042123SS | 0042123SS | #N/A
|  |  |  | G0042115 | 0042115 | F8FA0008CP-GEQ1
|  |  |  | G0042115SS | 0042115SS | F8FA0008NP-GEQ1
|  |  |  | G0042110W | 0042110W | F8F11001CP-GEQ1
|  |  |  | G0042111W | 0042111W | F8F10043CP-GEQ1
|  |  | Maxwell S/H Lav | G0040140 | 0040140 | F41B0003CP-GEQ1
|  |  |  | G0040141 | 0040141 | F41B0401CP-GEQ1
|  |  |  | G0040142 | 0040142 | F41B0204CP-GEQ1
|  |  |  | G0040143 | 0040143 | F41B4022CP-GEQ1
|  |  |  | G0040144 | 0040144 | F41B4407CP-GEQ1
|  |  |  | G0040145 | 0040145 | F41B4231CP-GEQ1
|  |  |  | G0040146 | 0040146 | F41B0011CP-GEQ1
|  |  | Maxwell 2H Lav | G0043140 | 0043140 | F51A0034CP-GEQ1
|  |  |  | G0043141 | 0043141 | F51A0035CP-GEQ1
|  |  |  | G0043142 | 0043142 | F51A0039CP-GEQ1
|  |  |  | G0043143 | 0043143 | F51A0038CP-GEQ1
|  |  |  | G0043144 | 0043144 | F51A0037CP-GEQ1
|  |  |  | G0043145 | 0043145 | F51A0036CP-GEQ1
|  |  |  | G0040139W | 0040139W | #N/A
|  |  | Allerton 2H bar faucet | G0049272 | 0049272 | F51A1002CP-GEQ1
|  |  | Maxwell SE 1H lav | G0040144W | 0040144W | F4510046CP-GEQ1
|  |  |  | G0040145W | 0040145W | F4510037CP-GEQ1
|  |  | Maxwell SE 1H lav | G0040140W | 0040140W | F4510045CP-GEQ1
|  |  |  | G0040141W | 0040141W | F4510044CP-GEQ1
|  |  |  | G0040143W | 0040143W | F4510048CP-GEQ1
|  |  |  | G0040146W | 0040146W | F4510047CP-GEQ1
|  |  | Maxwell SE 2H lav | G0043145W | 0043145W | F5120056CP-GEQ1
|  |  | Maxwell SE 2H lav | G0043139W | 0043139W | F5121036CP-GEQ1
|  |  |  | G0043140W | 0043140W | F5121037CP-GEQ1
|  |  |  | G0043141W | 0043141W | F5121035CP-GEQ1
|  |  |  | G0043142W | 0043142W | F5121034CP-GEQ1
|  |  |  | G0043143W | 0043143W | F5121040CP-GEQ1
|  |  |  | G0043144W | 0043144W | F5121038CP-GEQ1
|  |  |  | G0043145W | 0043145W | F5120056CP-GEQ1
|  |  |  | G0043146W | 0043146W | F5121039CP-GEQ1
|  |  | Maxwell SE 1H Kitchen | G0040110W | 0040110W | FS610037CP-GEQ1
|  |  | Maxwell SE 1H Kitchen | G0040112W | 0040112W | FS610036CP-GEQ1
|  |  | Hardwater 1H 4"CS lavatory, less drain | G0040500 | 0040500 | #N/A
|  |  | Hardwater 1H 4"CS lavatory, less drain | G004050050 | 004050050 | #N/A
|  |  | Hardwater Single handle Kitchen,less spray | G0040100 | 0040100 | #N/A
|  |  | Hardwater Single handle Kitchen,less spray | G004010050 | 004010050 | #N/A
|  |  | Hardwater Single handle Kitchen,with spray | G004040050 | 004040050 | #N/A
|  |  | Hardwater Single handle Kitchen,less spray | G4010050 | 4010050 | #N/A
|  |  | Hardwater Single handle Kitchen,with spray | G0040400 | 0040400 | #N/A
|  |  | Hardwater 2H handle Kitchen, less spray | G0052000 | 0052000 | F80D4001CP-GEQ1
|  |  | Hardwater 2H handle Kitchen, with spray | G0052010 | 0052010 | F80D4601CP-GEQ1
|  |  | Hardwater 1H 4"CS lavatory, less drain | G0040501 | 0040501 | #N/A
|  |  | Hardwater 1H 4"CS lavatory, with drain | G0040524 | 0040524 | #N/A
|  |  | Hardwater 1H 4"CS lavatory, with drain | G004052450 | 004052450 | #N/A
|  |  | Hardwater 1H 4"CS lavatory | G0040526 | 0040526 | #N/A
|  |  | Hardwater 1H 4"CS lavatory | G004050150 | 004050150 | #N/A
|  |  | Hardwater 2H handle bar | G0059900 | 0059900 | FB0A4018CP-GEQ1
|  |  | Classics 2H handle Kitchen, less spray | G0042406 | 0042406 | F80K4003CP-GEQ1
|  |  | Classics 2H handle Kitchen, less spray | G0042406G | 0042406G | #N/A
|  |  | Classics 2H handle Kitchen, less spray | G0742406 | 0742406 | F80K4002CP-GEQ1
|  |  | Classics 2H handle Kitchen, less spray | G0742406G | 0742406G | #N/A
|  |  | Classics 2H handle Kitchen, with spray | G0042506 | 0042506 | F80K4601CP-GEQ1
|  |  | Classics 2H handle Kitchen, less spray | G0042426 | 0042426 | F82K4004CP-GEQ1
|  |  | Classics 2H handle Kitchen, less spray | G0042426G | 0042426G | #N/A
|  |  | Classics 2H handle Kitchen, less spray | G0742426 | 0742426 | F82K4003CP-GEQ1
|  |  | Classics 2H handle Kitchen, less spray | G0742426G | 0742426G | #N/A
|  |  | Classics 2H handle Kitchen, with spray | G0042526 | 0042526 | F82K4606CP-GEQ1
|  |  |  | G742526 | 742526 | #N/A
|  |  | Classics 2H handle Kitchen, | G0042630 | 0042630 | F8BK4013CP-GEQ1
|  |  | Classics 2H handle Kitchen, | G0042631 | 0042631 | F8BK4011CP-GEQ1
|  |  | Classics 2H handle Kitchen, | G0042690 | 0042690 | F8BK4010CP-GEQ1
|  |  | Classics 2H handle Kitchen, | G0042691 | 0042691 | F8BK4012CP-GEQ1
|  |  | Classics 2H bar facuet | G0049251 | 0049251 | FB0K4009CP-GEQ1
|  |  | Classics 2H bar facuet | G0049251G | 0049251G | #N/A
|  |  | Classics 2H bar facuet | G004925166 | 004925166 | FB0K4011CP-GEQ1
|  |  | Classics 2H bar facuet | G0749251 | 0749251 | FB0K4010CP-GEQ1
|  |  | Classics 2H bar facuet | G0749251G | 0749251G | #N/A
|  |  | Maxwell 2H Lav | G0043146 | 0043146 | F51A1084CP-GEQ1
|  |  | Int'l Maxwell S/H Kitchen Faucet | G0040110 | 0040110 | FS6A0005CP-GEQ1
|  |  |  | G0040111 | 0040111 | FS6A0006CP-GEQ1
|  |  | Int'l Maxwell S/H Lav | G0040243 | 0040243 | F41B4031CP-GEQ2
|  |  | Hardwater 2H handle bar | G0059900 | 0059900 | FB0A4018CP-GEQ1
|  |  | Int'l Maxwell 2H Lav | G0043243 | 0043243 | F51A0065CP-GEQ2
G0091567BN |  | 42.3056.2.1022 | Maxwell S/H Kitchen Faucet | G0040110SS | 0040110SS | FS6A0005NP-GEQ1
|  |  |  | G0040111SS | 0040111SS | FS6A0006NP-GEQ1
|  |  |  | G0040112SS | 0040112SS | FS6A0007NP-GEQ1
|  |  | Allerton 2H bar faucet | G0049272SS | 0049272SS | F51A1002NP-GEQ1
|  |  | Maxwell 2H Kitchen Faucets |  | lead free unavailable due to discontinue of 0042123SS | #N/A
[5 empty] | lead free unavailable due to discontinue of 0042125SS | #N/A
|  |  |  | G0042113SS | 0042113SS | F8FA0007NP-GEQ1
|  |  |  | G0042115SS | 0042115SS | F8FA0008NP-GEQ1
|  |  | Maxwell S/H Lav | G0040143BN | 0040143BN | F41B4022NP-GEQ1
|  |  |  | G0040145BN | 0040145BN | F41B4231NP-GEQ1
|  |  |  | G0040144BN | 0040144BN | F41B4407NP-GEQ1
|  |  |  | G0040146BN | 0040146BN | F41B0011NP-GEQ1
|  |  | Maxwell 2H Lav Faucets | G0043145BN | 0043145BN | F51A0036NP-GEQ1
|  |  | Maxwell SE 1H lav | G0040144WBN | 0040144WBN | F4510046NP-GEQ1
|  |  |  | G0040145WBN | 0040145WBN | F4510037NP-GEQ1
|  |  | Maxwell SE 2H Lav | G0043142WBN | 0043142WBN | F5121034NP-GEQ1
|  |  |  | G0043145WBN | 0043145WBN | F5120056NP-GEQ1
G0091567BR |  | 42.3056.2.1022 | Maxwell 1H | G0040145BR | 0040145BR | F41B4231RV-GEQ1
|  |  |  | G0040146BR | 0040146BR | F41B0011RV-GEQ1
#N/A
G0091556 | AERATOR KITS, 1.5GPM, JR, MALE, AERATED | 42.3056.2.1022 | Wicker Park S/H Lav | G0040325 | 0040325 | FS1A5293CP-GEQ1
|  |  | Riverdale S/H Lav | G0040330 | 0040330 | F41B4234CP-GEQ1
|  |  | Wicker Park W/S | G0043092 | 0043092 | FW2C5206CP-GEQ1
|  |  | Logan Square 4" CS | G0043480 | 0043480 | F51A1003CP-GEQ1
|  |  | Riverdale 4" CS | G0043465 | 0043465 | F51A0062CP-GEQ1
|  |  | Riverdale W/S | G0043086 | 0043086 | FM0A4210CP-GEQ1
|  |  | Carol Stream 4" CS | G0043475 | 0043475 | F51A1005CP-GEQ1
|  |  | Carol Stream W/S | G0043075 | 0043075 | FM0B4208CP-GEQ1
|  |  | Viper upgrade S/H Lav | G0040078 | 0040078 | F41B4105CP-GEQ1
|  |  | Viper upgrade S/H Lav | G0040079 | 0040079 | F41B0014CP-GEQ1
|  |  | Int'l Kaia S/H Kitchen | G0040051 | 0040051 | F83J4614CP-GEQ2
|  |  | Int'l Riverdale S/H Kitchen | G0040190 | 0040190 | F87J4618CP-GEQ2
|  |  | Viper S/H Lav | G0040076 | 0040076 | F41B0015CP-GEQ1
|  |  | Int'l Kaia S/H Lav | G0040075 | 0040075 | FS1A4143CP-GEQ2
G0091556BN |  | 42.3056.2.1022 | Int'l Antioch 2H Lav | G0043215 | 0043215 | F51A1057CP-GEQ2
|  |  | Wicker Park S/H Lav | G0040325BN | 0040325BN | FS1A5293NP-GEQ1
|  |  | Wicker Park W/S | G0043092BN | 0043092BN | FW2C5206NP-GEQ1
|  |  | Logan Square 4" CS | G0043480BN | 0043480BN | F51A1003NP-GEQ1
|  |  | Riverdale 4" CS | G0043465BN | 0043465BN | F51A0062NP-GEQ1
|  |  | Riverdale W/S | G0043086BN | 0043086BN | FM0A4210NP-GEQ1
|  |  | Riverdale S/H Lav | G0040330BN | 0040330BN | F41B4234NP-GEQ1
|  |  | Carol Stream 4" CS | G0043475BN | 0043475BN | F51A1005NP-GEQ1
|  |  | Viper S/H Lav | G0040076BN | 0040076BN | F41B0015NP-GEQ1
|  |  | Carol Stream W/S | G0043075BN | 0043075BN | FM0B4208NP-GEQ1
|  |  | Viper upgrade S/H Lav | G0040078BN | 0040078BN | F41B4105NP-GEQ1
|  |  | Viper upgrade S/H Lav | G0040079BN | 0040079BN | F41B0014NP-GEQ1
|  |  | Int'l Kaia S/H Kitchen | G0040051BN | 0040051BN | #N/A
|  |  | Int'l Riverdale S/H Kitchen | G0040190BN | 0040190BN | #N/A
G0091556RB |  | 42.3056.2.1022 | Int'l Kaia S/H Lav | G0040075BN | 0040075BN | FS1A4143NP-GEQ2
|  |  | Riverdale S/H Lav | G0040330RB | 0040330RB | F41B4234RB-GEQ1
|  |  | Riverdale 4" CS | G0043465RB | 0043465RB | F51A0062RB-GEQ1
|  |  | Riverdale W/S | G0043086RB | 0043086RB | FM0A4210RB-GEQ1
|  |  | Carol Stream 4" CS | G0043475RB | 0043475RB | F51A1005RB-GEQ1
G0091556BR |  | 42.3056.2.1022 | Viper upgrade S/H Lav | G0040079BR | 0040079BR | F41B0014RV-GEQ1
|  |  | Carol Stream 4" CS | G0043075RB | 0043075RB | FM0B4208RB-GEQ1
G0091557 | It was replaced by low flow controller GA519254N | 40.2056.0.0002 | 1.5gpm aerator |  |  | #N/A
G0091557BN |  | 40.2056.0.0002 | 1.5gpm aerator |  |  | #N/A
G0091577 | AERATOR KITS, 1.5GPM, BRIANNE, MALE, AERATED | 40.2056.0.0002 |  |  |  | #N/A
|  |  | Brianne S/H Kitchen | G0040183 | 0040183 | F87J5604CP-GEQ1
|  |  | Brianne 2H Kitchen |  | lead free unavailable due to discontinue of 0042706 | #N/A
[5 empty] | lead free unavailable due to discontinue of 0042806 | #N/A
|  |  |  | G0049262 | 0049262 | FB0C5005CP-GEQ1
|  |  | Brianne 4" CS | G0043232 | 0043232 | F51A0041CP-GEQ1
|  |  | Brianne mini W/S | G0043321 | 0043321 | FM0B5211CP-GEQ1
G0091577BN |  | 40.2056.0.0002 | Brianne W/S | G0043172 | 0043172 | FW2C5205CP-GEQ1
|  |  | Brianne S/H Kitchen | G0040183SS | 0040183SS | F87J5604NP-GEQ1
|  |  | Brianne 2H Kitchen |  | lead free unavailable due to discontinue of 0042706SS | #N/A
[5 empty] | lead free unavailable due to discontinue of 0042806SS | #N/A
|  |  |  | G0049262SS | 0049262SS | FB0C5005NP-GEQ1
|  |  | Brianne 4" CS | G0043232BN | 0043232BN | F51A0041NP-GEQ1
|  |  | Brianne mini W/S | G0043321BN | 0043321BN | FM0B5211NP-GEQ1
G0091577RB |  | 40.2056.0.0002 | Brianne W/S | G0043172BN | 0043172BN | FW2C5205NP-GEQ1
|  |  | Brianne S/H Kitchen | G0040183RB | 0040183RB | F87J5604RB-GEQ1
|  |  | Brianne 2H Kitchen |  | lead free unavailable due to discontinue of 0042706RB | #N/A
[5 empty] | lead free unavailable due to discontinue of 0042806RB | #N/A
|  |  |  | G0049262RB | 0049262RB | FB0C5005RB-GEQ1
|  |  | Brianne 4" CS | G0043232RB | 0043232RB | F51A0041RB-GEQ1
|  |  | Brianne mini W/S | G0043321RB | 0043321RB | FM0B5211RB-GEQ1
G0097288 | It was replaced by low flow controller GA519254N | 40.2056.0.0002 | Brianne W/S | G0043172RB | 0043172RB | FW2C5205RB-GEQ1
#N/A
#N/A
GA66D663N | AERATOR KITS, 1.5GPM, FEMALE,AERATED | 42.3056.2.1022 |  |  |  | #N/A
|  |  | Waveland 4" CS | G0043470 | 0043470 | F51A1004CP-GEQ1
GA66D663NBN |  | 42.3056.2.1022 | Waveland W/S | G0043095 | 0043095 | FM0B4207CP-GEQ1
|  |  | Waveland 4" CS | G0043470BN | 0043470BN | F51A1004NP-GEQ1
GA66D663NRB |  | 42.3056.2.1022 | Waveland W/S | G0043095BN | 0043095BN | FM0B4207NP-GEQ1
GA66D663NBR |  | 42.3056.2.1022 | Waveland W/S | G0043095RB | 0043095RB | FM0B4207RB-GEQ1
GA500966N | AERATOR KITS, 1.5GPM, | 40.2056.0.0002 | Waveland 4" CS | G0043470RB | 0043470RB | F51A1004RB-GEQ1
|  |  | Viper S/H Lav | G0040071 | 0040071 | F41B0012CP-GEQ1
GA500966NBN |  | 40.2056.0.0002 |  | G0040068 | 0040068 | F41B0013CP-GEQ1
|  |  | Viper S/H Lav | G0040071BN | 0040071BN | F41B0012NP-GEQ1
GA500966NBR |  | 40.2056.0.0002 |  | G0040068BN | 0040068BN | F41B0013NP-GEQ1
|  |  | Viper S/H Lav | G0040071BR | 0040071BR | F41B0012RV-GEQ1
G0091573 | AERATOR KITS, 1.5GPM, STD, MALE, VP, AERATED | 40.2056.0.0002 |  | G0040068RB | 0040068RB | #N/A
|  |  | Commercial 2H Kitchen Faucet | GC044110 | C044110 | #N/A
|  |  |  | GC444119 | C444119 | #N/A
|  |  |  | GC444219 | C444219 | #N/A
|  |  |  | GC044219 | C044219 | #N/A
|  |  | Commercial 1H Meeting Faucet |  | NA | #N/A
|  |  | Commercial 2H Meeting Faucet |  | NA | #N/A
|  |  | Commercial S/H Lav | GC044532 | C044532 | F43D4103CP-GEQ1
|  |  |  | GC044530 | C044530 | F43D4006CP-GEQ1
|  |  |  | GC0445326 | C0445326 | F43D4102CP-GEQ1
|  |  |  | GC044534 | C044534 | #N/A
|  |  | Commercial 2H 4" CS Lav | GC444451 | C444451 | #N/A
|  |  |  | GC444442 | C444442 | #N/A
|  |  |  | GC444441 | C444441 | #N/A
|  |  |  | GC044451 | C044451 | #N/A
|  |  |  | GC044442 | C044442 | #N/A
|  |  |  | GC044441 | C044441 | F42D4008CP-GEQ1
|  |  |  | GC04444165 | C04444165 | #N/A
|  |  | Commercial W/S Lav | GC04405461 | C04405461 | #N/A
|  |  |  | GC44405461 | C44405461 | #N/A
G0091574 | AERATOR KITS, 1.5GPM, STD, FEMALE, VP, AERATED | 40.2056.0.0002 |  | GC444054 | C444054 | #N/A
|  |  | Commercial Basin Cock Faucet | GC044152 | C044152 | FS1A4089CP-GEQ1
|  |  | Commercial 2H Lav Gooseneck | GC044255 | C044255 | #N/A
|  |  |  | GC044254 | C044254 | FB0A4015CP-GEQ1
|  |  |  | GC444255 | C444255 | #N/A
|  |  |  | GC444254 | C444254 | #N/A
|  |  |  | GC444354 | C444354 | #N/A
|  |  |  | GC044354 | C044354 | #N/A
|  |  | Comercial 2H Lav | GC44400561 | C44400561 | #N/A
|  |  |  | GC444005 | C444005 | #N/A
|  |  | Commercial 2H Kitchen Faucet | GC444179 | C444179 | #N/A
|  |  | Commercial 2H Kitchen Faucet | GC444279 | C444279 | #N/A
|  |  | Commercial 2H Kitchen Faucet | GC044179 | C044179 | #N/A
|  |  | Commercial 2H Kitchen Faucet | GC044279 | C044279 | #N/A
|  |  | Commercial W/S Lav Gooseneck | GC04400561 | C04400561 | FW2C4009CP-GEQ1
|  |  |  | GC044005 | C044005 | #N/A
|  |  | Commercial Kitchen Wall Mount Gooseneck | GC444693 | C444693 | F8BA4011CP-GEQ1
[5 empty] | lead free unavailable due to discontinue of C444630 | #N/A
[5 empty] | lead free unavailable due to discontinue of C044690 | #N/A
|  |  |  | GC044633 | C044633 | F8BA4010CP-GEQ1
|  |  |  | GC444633 | C444633 | #N/A
|  |  |  | GC444643 | C444643 | #N/A
|  |  |  | GC044693 | C044693 | #N/A
GA519254N | FLOW CONTROLLER,1.5GPM,FOR KITCHEN PULL OUT/DOWN | 31.2011.1 (Flow controller, used on kitchen) |  | GC044643 | C044643 | #N/A
|  |  | Daylene Kitchen Pull Down | G0040471 | 0040471 | FP4A4044CP-GEQ1
|  |  | Daylene Kitchen Pull Down | G0040471SS | 0040471SS | FP4A4044NP-GEQ1
|  |  | Wicker Park Kitchen Pull Down | G0040475 | 0040475 | FP4A5020CP-GEQ1
|  |  | Wicker Park Kitchen Pull Down | G0040475SS | 0040475SS | FP4A5020NP-GEQ1
|  |  | Brianne Kitchen Pull Out | G0040480 | 0040480 | FP1D5000CP-GEQ1
|  |  | Brianne Kitchen Pull Out | G0040480SS | 0040480SS | FP1D5000NP-GEQ1
|  |  | Brianne Kitchen Pull Out | G0040480RB | 0040480RB | FP1D5000RB-GEQ1
|  |  | Abigail Kitchen Pull Out | G0040490 | 0040490 | FP1D5001CP-GEQ1
|  |  | Abigail Kitchen Pull Out | G0040490SS | 0040490SS | FP1D5001NP-GEQ1
|  |  | Abigail Kitchen Pull Out | G0040490RB | 0040490RB | FP1D5001RB-GEQ1
|  |  | Allerton Kitchen Pull Out | G0040485 | 0040485 | FP1D4006CP-GEQ1
|  |  | Allerton Kitchen Pull Out | G0040485SS | 0040485SS | FP1D4006NP-GEQ1
|  |  | Maxwell S/H Kitchen Pull Out, Pak | G0040465PK | 0040465PK | FP2B4001CP-GEL1
|  |  | Maxwell S/H Kitchen Pull Out, Pak | G0040465PKSS | 0040465PKSS | FP2B4001NP-GEL1
|  |  | White Kitchen Pull Out | G0040170WHPK | 0040170WHPK | #N/A
|  |  | Maxwell SE kitchen pull out | G0040465W | 0040465W | FP224009CP-GEQ1
|  |  | Maxwell SE kitchen pull out | G0040465WSS | 0040465WSS | FP224009NP-GEQ1
|  |  | Int'l Maxwell kitchen pull out | G0040465 | 0040465 | FP4A4075CP-GEQ2
|  |  | Viper kitchen pull down | G0040165 | 0040165 | FP4A4076CP-GEQ1
|  |  | Viper kitchen pull down | G0040165SS | 0040165SS | FP4A4076NP-GEQ1
|  |  | Viper kitchen pull down | G0040165BR | 0040165BR | FP4A4076RV-GEQ1
|  |  | Int'l South Shore kitchen pull out | G0040198 | 0040198 | #N/A
|  |  | Int'l South Shore kitchen pull out | G0040198SS | 0040198SS | #N/A
|  |  | Int'l Kaia kitchen pull out | G0040184 | 0040184 | FP4A4067CP-GEQ2
|  |  | Int'l Kaia kitchen pull out | G0040184SS | 0040184SS | FP4A4067NP-GEQ2
|  |  | Int'l Kaia kitchen pull down | G0040188 | 0040188 | FP4A0054CP-GEQ2
|  |  | Int'l Mid-Town Kitchen pull down | G0040174 | 0040174 | FP4A0069CP-GEQ2
|  |  | Int'l Riverdale kitchen pull out | G0040194 | 0040194 | FP4A4062CP-GEQ2
GA500001N | Aerator Kit 1.5 gpm Laminar Junior Male | 42.3156.0.0022 | Logan Square S/H Lav | G0040335 | 0040335 | FS1A4287CP-GEQ1
GA500001NBN |  | 42.3156.0.0022 | Logan Square S/H Lav | G0040335BN | 0040335BN | FS1A4287NP-GEQ1
GA500966N | Aerator 1.5gpm | 40.2056.0.0002 | Allerton S/H Lav | G0040584 | 0040584 | F41B4224CP-GEQ1
GA500966NBN |  | 40.2056.0.0002 | Allerton S/H Lav | G0040584BN | 0040584BN | F41B4224NP-GEQ1
Note on A279: 553671N內臟

## 1.2GPM PCA
Gerber Low Flow Aerator & Flow Controller Kits - 1.2GPM
Gerber P/N | Spec | Matching Neoperl Aerator P/N | Faucet Family | Gerber No. | Lead Free | ERP No. | New Product / Lead Free | Gerber Int'l
| AERATOR KITS,1.5GPM, STD,MALE,AERATED | 40.2060.000 | Abigail S/H Kitchen | G0040193 | 0040193 | FS6A0012CP-GEQ1
|  |  | Allerton S/H Kitchen | G0040161 | 0040161 | F87J4002CP-GEQ1
|  |  |  | G0040163 | 0040163 | F87J4613CP-GEQ1
|  |  |  | G0040151 | 0040151 | FS6A0004CP-GEQ1
|  |  |  | G0040451 | 0040451 | FS6A0003CP-GEQ1
|  |  |  | G0040351 | 0040351 | FS6A0002CP-GEQ1
|  |  | Abigail 2H Kitchen | G0042717 | 0042717 | F86J5019CP-GEQ1
|  |  |  | G0042817 | 0042817 | F86J5621CP-GEQ1
|  |  | Pomeroy | G0043082 | 0043082 | FS1A4298CP-GEQ1
|  |  | Abigail mini W/S | G0043351 | 0043351 | FM0A5222CP-GEQ1
|  |  | Abigail W/S | G0043372 | 0043372 | FW0B5271CP-GEQ1
|  |  | Abigail 2H Lav | G0043222 | 0043222 | F51A0042CP-GEQ1
|  |  | Abigail Bar Faucet | G0049282 | 0049282 | F51A1006CP-GEQ1
|  |  | Allerton 4" CS | G0043462 | 0043462 | F51A1001CP-GEQ1
|  |  | Allerton mini W/S | G0043341 | 0043341 | FM0A4211CP-GEQ1
|  |  | Allerton W/S | G0043272 | 0043272 | FW0B4224CP-GEQ1
|  |  | Allerton S/H Kitchen, Pak | G0040151PK | 0040151PK | FS6A0004CP-GEL1
|  |  |  | G0040351PK | 0040351PK | FS6A0002CP-GEL1
|  |  |  | G0040451PK | 0040451PK | FS6A0003CP-GEL1
|  |  | Allerton S/H, Pak | G0040582PK | 0040582PK | #N/A
|  |  | Allerton S/H, Pak | G0040561PK | 0040561PK | #N/A
|  |  | Allerton S/H, Pak | G0040585PK | 0040585PK | #N/A
|  |  | Allerton 4" CS, Pak | G0043462PK | 0043462PK | F51A1001CP-GEL1
|  |  | Allerton W/S, Pak | G0043272PK | 0043272PK | FW0B4224CP-GEL1
|  |  | Hardwater 2H handle Kitchen, less spray | G0052080 | 0052080 | F84D4000CP-GEQ1
|  |  | Hardwater 2H 4"CS lavatory, less pop up | G0053100 | 0053100 | F42D4010CP-GEQ1
|  |  | Hardwater 2H 4"CS lavatory, brass pop up | G0053120 | 0053120 | F42D4106CP-GEQ1
|  |  | Hardwater 2H 4"CS lavatory, less handle, brass pop up | GCX53120 | CX53120 | F42DZ100CP-GEQ1
|  |  | Hardwater 2H widespread lavatory faucet | G0053220 | 0053220 | #N/A
|  |  | Gerber Classics 2H 4"CS lavatory, less drain, chain stay | G0043411 | 0043411 | F42K4010CP-GEQ1
|  |  | Gerber Classics 2H 4"CS lavatory, less drain, chain stay | G0743411 | 0743411 | F42K4009CP-GEQ1
|  |  | Gerber Classics 2H 4"CS lavatory, | G004341165 | 004341165 | F42K4014CP-GEQ1
|  |  | Gerber Classics 2H 4"CS lavatory, | G004341165G | 004341165G | #N/A
|  |  | Gerber Classics 2H 4"CS lavatory, less drain, less stay | G074341165 | 074341165 | F42K4008CP-GEQ1
|  |  | Gerber Classics 2H 4"CS lavatory, less drain, less stay | G074341165G | 074341165G | #N/A
|  |  | Hardwater 2H 4"CS lavatory, less pop up | G0053100 | 0053100 | F42D4010CP-GEQ1
|  |  | Gerber Classics 2H 4"CS lavatory, | G004341166 | 004341166 | F42K4011CP-GEQ1
|  |  | Gerber Classics 2H 4"CS lavatory, | G00434116566 | 00434116566 | F42K4012CP-GEQ1
|  |  | Gerber Classics 2H 4"CS lavatory, less drain, pop up stay | G0043413 | 0043413 | F42K4013CP-GEQ1
|  |  | Gerber Classics 2H 4"CS lavatory, less drain, pop up stay | G0043413G | 0043413G | #N/A
|  |  | Gerber Classics 2H 4"CS lavatory, brass pop up | G0043431 | 0043431 | F42K4101CP-GEQ1
|  |  | Gerber Classics 2H 4"CS lavatory, brass pop up | G0743431 | 0743431 | F42K4103CP-GEQ1
|  |  | Gerber Classics 2H 4"CS lavatory, brass pop up | G0743431G | 0743431G | #N/A
|  |  | Gerber Classics 2H 4"CS lavatory, | G004343166 | 004343166 | F42K4102CP-GEQ1
|  |  | Gerber Classics 2H 4"CS lavatory, plastic pop up | G0043432 | 0043432 | F42K4104CP-GEQ1
|  |  | Gerber Classics 2H 4"CS lavatory, | G8743431 | 8743431 | #N/A
|  |  | Classics 2H widespread facuet | G004307161 | 004307161 | FW2K4101CP-GEQ1
|  |  | Classics 2H widespread facuet | G0043071G | 0043071G | #N/A
|  |  | Classics 2H widespread facuet | G074307161 | 074307161 | #N/A
|  |  | Classics 2H widespread facuet | G0743071G | 0743071G | #N/A
|  |  | Classics 2H handle Kitchen, less spray | G0042116 | 0042116 | F84T4000CP-GEQ1
|  |  | Classics 2H handle Kitchen, less spray | G0042116G | 0042116G | #N/A
|  |  | Classics 2H handle Kitchen, less spray | G0742116 | 0742116 | F84T4001CP-GEQ1
|  |  | Classics 2H handle Kitchen, less spray | G0742116G | 0742116G | #N/A
|  |  | Classics 2H handle Kitchen, with spray | G0042216 | 0042216 | F84T4600CP-GEQ1
|  |  | Classics 2H handle Kitchen, with spray | G0742216 | 0742216 | F84T4601CP-GEQ1
|  |  | Classics 2H handle Kitchen, with spray | G0742216G | 0742216G | #N/A
|  |  | Classics 2H handle Kitchen, less spray | G0042416 | 0042416 | F84K4004CP-GEQ1
|  |  | Classics 2H handle Kitchen, less spray | G0042416G | 0042416G | #N/A
|  |  | Classics 2H handle Kitchen, less spray | G0742416 | 0742416 | F84K4005CP-GEQ1
|  |  | Classics 2H handle Kitchen, less spray | G0742416G | 0742416G | #N/A
|  |  | Classics 2H handle Kitchen, with spray | G0042516 | 0042516 | F84K4605CP-GEQ1
|  |  | Classics 2H handle Kitchen, | G0742516 | 0742516 | F84K4606CP-GEQ1
|  |  | Viper S/H kitchen | G0040045 | 0040045 | F81B4316CP-GEQ1
|  |  | Viper S/H kitchen | G0040040 | 0040040 | F81B4032CP-GEQ1
|  |  | Viper S/H kitchen | G0040042 | 0040042 | F81B0001CP-GEQ1
|  |  | Viper S/H Lav | G0040070 | 0040070 | F41B4104CP-GEQ1
|  |  | Viper 4"CS Lav | G0043040 | 0043040 | F51A1067CP-GEQ1
|  |  | Viper 2H Lav | G0043041 | 0043041 | F51A1086CP-GEQ1
|  |  | Viper 2H Lav | G0043038 | 0043038 | F51A1087CP-GEQ1
|  |  | Int'l South Shore S/H Lav | G0040088 | 0040088 | FS1A4144CP-GEQ2
|  |  | Int'l Mid-Town S/H Lav | G0040072 | 0040072 | FS1A4145CP-GEQ2
|  |  | Logan Square W/S | G0043282 | 0043282 | FW2B4209CP-GEQ1
|  |  | Viper 2H Lav | G0043324 | 0043324 | FM0A0001CP-GEQ1
|  |  | Viper Mini-ws Lav | G0043325 | 0043325 | FM0A4105CP-GEQ1
|  |  | Viper 2H Lav | G0043326 | 0043326 | FM0A0000CP-GEQ1
|  |  | Int'l Mid-Town Mini-ws Lav | G0043345 | 0043345 | FM0A4106CP-GEQ2
|  | 40.2060.000 | Abigail S/H Kitchen | G0040193SS | 0040193SS | FS6A0012NP-GEQ1
|  |  | Allerton S/H Kitchen | G0040161SS | 0040161SS | F87J4002NP-GEQ1
|  |  |  | G0040163SS | 0040163SS | F87J4613NP-GEQ1
|  |  |  | G0040151SS | 0040151SS | FS6A0004NP-GEQ1
|  |  |  | G0040451SS | 0040451SS | #N/A
|  |  |  | G0040351SS | 0040351SS | FS6A0002NP-GEQ1
|  |  | Abigail 2H Kitchen | G0042717SS | 0042717SS | F86J5019NP-GEQ1
|  |  |  | G0042817SS | 0042817SS | F86J5621NP-GEQ1
|  |  | Pomeroy | G0043082BN | 0043082BN | FS1A4298NP-GEQ1
|  |  | Abigail mini W/S | G0043351BN | 0043351BN | FM0A5222NP-GEQ1
|  |  | Abigail W/S | G0043372BN | 0043372BN | FW0B5271NP-GEQ1
|  |  | Abigail 2H Lav | G0043222 | 0043222 | F51A0042CP-GEQ1
|  |  | Abigail Bar Faucet | G0049282SS | 0049282SS | F51A1006NP-GEQ1
|  |  | Logan Square W/S | G0043282BN | 0043282BN | FW2B4209NP-GEQ1
|  |  | Allerton 4" CS | G0043462BN | 0043462BN | F51A1001NP-GEQ1
|  |  | Allerton mini W/S | G0043341BN | 0043341BN | FM0A4211NP-GEQ1
|  |  | Allerton W/S | G0043272BN | 0043272BN | FW0B4224NP-GEQ1
|  |  | Viper S/H kitchen | G0040045SS | 0040045SS | F81B4316NP-GEQ1
|  |  | Viper S/H kitchen | G0040040SS | 0040040SS | F81B4032NP-GEQ1
|  |  | Viper S/H kitchen | G0040042SS | 0040042SS | F81B0001NP-GEQ1
|  |  | Viper S/H Lav | G0040070BN | 0040070BN | F41B4104NP-GEQ1
|  |  | Viper 4"CS Lav | G0043040BN | 0043040BN | F51A1067NP-GEQ1
|  |  | Viper 2H Lav | G0043324BN | 0043324BN | FM0A0001NP-GEQ1
|  |  | Viper Mini-ws Lav | G0043325BN | 0043325BN | FM0A4105NP-GEQ1
|  |  | Viper 2H Lav | G0043326BN | 0043326BN | FM0A0000NP-GEQ1
|  |  | Viper 2H Lav | G0043041BN | 0043041BN | F51A1086NP-GEQ1
|  |  | Int'l South Shore S/H Lav | G0040088BN | 0040088BN | FS1A4144NP-GEQ2
|  | 40.2060.000 | Abigail S/H Kitchen | G0040193RB | 0040193RB | FS6A0012RB-GEQ1
|  |  | Abigail 2H Kitchen | G0042717RB | 0042717RB | F86J5019RB-GEQ1
|  |  |  | G0042817RB | 0042817RB | F86J5621RB-GEQ1
|  |  | Abigail Bar Faucet | G0049282RB | 0049282RB | F51A1006RB-GEQ1
|  |  | Abigail mini W/S | G0043351RB | 0043351RB | FM0A5222RB-GEQ1
|  |  | Abigail W/S | G0043372RB | 0043372RB | FW0B5271RB-GEQ1
|  |  | Abigail 2H Lav | G0043222 | 0043222 | F51A0042CP-GEQ1
|  | 40.2060.000 | Viper 2H Lav | G0043324BR | 0043324BR | FM0A0001RV-GEQ1
|  |  | Viper 2H Lav | G0043326BR | 0043326BR | FM0A0000RV-GEQ1
|  |  | Viper 2H Lav | G0043041BR | 0043041BR | F51A1086RV-GEQ1
| AERATOR KITS,1.5GPM, STD,FEMALE,AERATED | 42.3060.000 | Maxwell S/H Kitchen Faucet | G0040110 | 0040110 | FS6A0005CP-GEQ1
|  |  |  | G0040111 | 0040111 | FS6A0006CP-GEQ1
|  |  |  | G0040112 | 0040112 | FS6A0007CP-GEQ1
|  |  | Maxwell 2H Kitchen Faucet | G0042110 | 0042110 | F8FA0005CP-GEQ1
|  |  |  | G0042111 | 0042111 | F8FA0006CP-GEQ1
|  |  |  | G0042113 | 0042113 | F8FA0007CP-GEQ1
|  |  |  | G0042123SS | 0042123SS | #N/A
|  |  |  | G0042115 | 0042115 | F8FA0008CP-GEQ1
|  |  |  | G0042115SS | 0042115SS | F8FA0008NP-GEQ1
|  |  |  | G0042110W | 0042110W | F8F11001CP-GEQ1
|  |  |  | G0042111W | 0042111W | F8F10043CP-GEQ1
|  |  | Maxwell S/H Lav | G0040140 | 0040140 | F41B0003CP-GEQ1
|  |  |  | G0040141 | 0040141 | F41B0401CP-GEQ1
|  |  |  | G0040142 | 0040142 | F41B0204CP-GEQ1
|  |  |  | G0040143 | 0040143 | F41B4022CP-GEQ1
|  |  |  | G0040144 | 0040144 | F41B4407CP-GEQ1
|  |  |  | G0040145 | 0040145 | F41B4231CP-GEQ1
|  |  |  | G0040146 | 0040146 | F41B0011CP-GEQ1
|  |  | Maxwell 2H Lav | G0043140 | 0043140 | F51A0034CP-GEQ1
|  |  |  | G0043141 | 0043141 | F51A0035CP-GEQ1
|  |  |  | G0043142 | 0043142 | F51A0039CP-GEQ1
|  |  |  | G0043143 | 0043143 | F51A0038CP-GEQ1
|  |  |  | G0043144 | 0043144 | F51A0037CP-GEQ1
|  |  |  | G0043145 | 0043145 | F51A0036CP-GEQ1
|  |  |  | G0040139W | 0040139W | #N/A
|  |  | Allerton 2H bar faucet | G0049272 | 0049272 | F51A1002CP-GEQ1
|  |  | Maxwell SE 1H lav | G0040144W | 0040144W | F4510046CP-GEQ1
|  |  |  | G0040145W | 0040145W | F4510037CP-GEQ1
|  |  | Maxwell SE 1H lav | G0040140W | 0040140W | F4510045CP-GEQ1
|  |  |  | G0040141W | 0040141W | F4510044CP-GEQ1
|  |  |  | G0040143W | 0040143W | F4510048CP-GEQ1
|  |  |  | G0040146W | 0040146W | F4510047CP-GEQ1
|  |  | Maxwell SE 2H lav | G0043145W | 0043145W | F5120056CP-GEQ1
|  |  | Maxwell SE 2H lav | G0043139W | 0043139W | F5121036CP-GEQ1
|  |  |  | G0043140W | 0043140W | F5121037CP-GEQ1
|  |  |  | G0043141W | 0043141W | F5121035CP-GEQ1
|  |  |  | G0043142W | 0043142W | F5121034CP-GEQ1
|  |  |  | G0043143W | 0043143W | F5121040CP-GEQ1
|  |  |  | G0043144W | 0043144W | F5121038CP-GEQ1
|  |  |  | G0043145W | 0043145W | F5120056CP-GEQ1
|  |  |  | G0043146W | 0043146W | F5121039CP-GEQ1
|  |  | Maxwell SE 1H Kitchen | G0040110W | 0040110W | FS610037CP-GEQ1
|  |  | Maxwell SE 1H Kitchen | G0040112W | 0040112W | FS610036CP-GEQ1
|  |  | Hardwater 1H 4"CS lavatory, less drain | G0040500 | 0040500 | #N/A
|  |  | Hardwater 1H 4"CS lavatory, less drain | G004050050 | 004050050 | #N/A
|  |  | Hardwater Single handle Kitchen,less spray | G0040100 | 0040100 | #N/A
|  |  | Hardwater Single handle Kitchen,less spray | G004010050 | 004010050 | #N/A
|  |  | Hardwater Single handle Kitchen,with spray | G004040050 | 004040050 | #N/A
|  |  | Hardwater Single handle Kitchen,less spray | G4010050 | 4010050 | #N/A
|  |  | Hardwater Single handle Kitchen,with spray | G0040400 | 0040400 | #N/A
|  |  | Hardwater 2H handle Kitchen, less spray | G0052000 | 0052000 | F80D4001CP-GEQ1
|  |  | Hardwater 2H handle Kitchen, with spray | G0052010 | 0052010 | F80D4601CP-GEQ1
|  |  | Hardwater 1H 4"CS lavatory, less drain | G0040501 | 0040501 | #N/A
|  |  | Hardwater 1H 4"CS lavatory, with drain | G0040524 | 0040524 | #N/A
|  |  | Hardwater 1H 4"CS lavatory, with drain | G004052450 | 004052450 | #N/A
|  |  | Hardwater 1H 4"CS lavatory | G0040526 | 0040526 | #N/A
|  |  | Hardwater 1H 4"CS lavatory | G004050150 | 004050150 | #N/A
|  |  | Hardwater 2H handle bar | G0059900 | 0059900 | FB0A4018CP-GEQ1
|  |  | Classics 2H handle Kitchen, less spray | G0042406 | 0042406 | F80K4003CP-GEQ1
|  |  | Classics 2H handle Kitchen, less spray | G0042406G | 0042406G | #N/A
|  |  | Classics 2H handle Kitchen, less spray | G0742406 | 0742406 | F80K4002CP-GEQ1
|  |  | Classics 2H handle Kitchen, less spray | G0742406G | 0742406G | #N/A
|  |  | Classics 2H handle Kitchen, with spray | G0042506 | 0042506 | F80K4601CP-GEQ1
|  |  | Classics 2H handle Kitchen, less spray | G0042426 | 0042426 | F82K4004CP-GEQ1
|  |  | Classics 2H handle Kitchen, less spray | G0042426G | 0042426G | #N/A
|  |  | Classics 2H handle Kitchen, less spray | G0742426 | 0742426 | F82K4003CP-GEQ1
|  |  | Classics 2H handle Kitchen, less spray | G0742426G | 0742426G | #N/A
|  |  | Classics 2H handle Kitchen, with spray | G0042526 | 0042526 | F82K4606CP-GEQ1
|  |  |  | G742526 | 742526 | #N/A
|  |  | Classics 2H handle Kitchen, | G0042630 | 0042630 | F8BK4013CP-GEQ1
|  |  | Classics 2H handle Kitchen, | G0042631 | 0042631 | F8BK4011CP-GEQ1
|  |  | Classics 2H handle Kitchen, | G0042690 | 0042690 | F8BK4010CP-GEQ1
|  |  | Classics 2H handle Kitchen, | G0042691 | 0042691 | F8BK4012CP-GEQ1
|  |  | Classics 2H bar facuet | G0049251 | 0049251 | FB0K4009CP-GEQ1
|  |  | Classics 2H bar facuet | G0049251G | 0049251G | #N/A
|  |  | Classics 2H bar facuet | G004925166 | 004925166 | FB0K4011CP-GEQ1
|  |  | Classics 2H bar facuet | G0749251 | 0749251 | FB0K4010CP-GEQ1
|  |  | Classics 2H bar facuet | G0749251G | 0749251G | #N/A
|  |  | Maxwell 2H Lav | G0043146 | 0043146 | F51A1084CP-GEQ1
|  |  | Int'l Maxwell S/H Kitchen Faucet | G0040110 | 0040110 | FS6A0005CP-GEQ1
|  |  |  | G0040111 | 0040111 | FS6A0006CP-GEQ1
|  |  | Int'l Maxwell S/H Lav | G0040243 | 0040243 | F41B4031CP-GEQ2
|  |  | Hardwater 2H handle bar | G0059900 | 0059900 | FB0A4018CP-GEQ1
|  |  | Int'l Maxwell 2H Lav | G0043243 | 0043243 | F51A0065CP-GEQ2
|  | 42.3060.000 | Maxwell S/H Kitchen Faucet | G0040110SS | 0040110SS | FS6A0005NP-GEQ1
|  |  |  | G0040111SS | 0040111SS | FS6A0006NP-GEQ1
|  |  |  | G0040112SS | 0040112SS | FS6A0007NP-GEQ1
|  |  | Allerton 2H bar faucet | G0049272SS | 0049272SS | F51A1002NP-GEQ1
|  |  | Maxwell 2H Kitchen Faucets |  | lead free unavailable due to discontinue of 0042123SS | #N/A
[5 empty] | lead free unavailable due to discontinue of 0042125SS | #N/A
|  |  |  | G0042113SS | 0042113SS | F8FA0007NP-GEQ1
|  |  |  | G0042115SS | 0042115SS | F8FA0008NP-GEQ1
|  |  | Maxwell S/H Lav | G0040143BN | 0040143BN | F41B4022NP-GEQ1
|  |  |  | G0040145BN | 0040145BN | F41B4231NP-GEQ1
|  |  |  | G0040144BN | 0040144BN | F41B4407NP-GEQ1
|  |  |  | G0040146BN | 0040146BN | F41B0011NP-GEQ1
|  |  | Maxwell 2H Lav Faucets | G0043145BN | 0043145BN | F51A0036NP-GEQ1
|  |  | Maxwell SE 1H lav | G0040144WBN | 0040144WBN | F4510046NP-GEQ1
|  |  |  | G0040145WBN | 0040145WBN | F4510037NP-GEQ1
|  |  | Maxwell SE 2H Lav | G0043142WBN | 0043142WBN | F5121034NP-GEQ1
|  |  |  | G0043145WBN | 0043145WBN | F5120056NP-GEQ1
|  | 42.3060.000 | Maxwell 1H | G0040145BR | 0040145BR | F41B4231RV-GEQ1
|  |  |  | G0040146BR | 0040146BR | F41B0011RV-GEQ1
#N/A
| AERATOR KITS, 1.5GPM, JR, MALE, AERATED | 42.3060.000 | Wicker Park S/H Lav | G0040325 | 0040325 | FS1A5293CP-GEQ1
|  |  | Riverdale S/H Lav | G0040330 | 0040330 | F41B4234CP-GEQ1
|  |  | Wicker Park W/S | G0043092 | 0043092 | FW2C5206CP-GEQ1
|  |  | Logan Square 4" CS | G0043480 | 0043480 | F51A1003CP-GEQ1
|  |  | Riverdale 4" CS | G0043465 | 0043465 | F51A0062CP-GEQ1
|  |  | Riverdale W/S | G0043086 | 0043086 | FM0A4210CP-GEQ1
|  |  | Carol Stream 4" CS | G0043475 | 0043475 | F51A1005CP-GEQ1
|  |  | Carol Stream W/S | G0043075 | 0043075 | FM0B4208CP-GEQ1
|  |  | Viper upgrade S/H Lav | G0040078 | 0040078 | F41B4105CP-GEQ1
|  |  | Viper upgrade S/H Lav | G0040079 | 0040079 | F41B0014CP-GEQ1
|  |  | Int'l Kaia S/H Kitchen | G0040051 | 0040051 | F83J4614CP-GEQ2
|  |  | Int'l Riverdale S/H Kitchen | G0040190 | 0040190 | F87J4618CP-GEQ2
|  |  | Viper S/H Lav | G0040076 | 0040076 | F41B0015CP-GEQ1
|  |  | Int'l Kaia S/H Lav | G0040075 | 0040075 | FS1A4143CP-GEQ2
|  | 42.3060.000 | Int'l Antioch 2H Lav | G0043215 | 0043215 | F51A1057CP-GEQ2
|  |  | Wicker Park S/H Lav | G0040325BN | 0040325BN | FS1A5293NP-GEQ1
|  |  | Wicker Park W/S | G0043092BN | 0043092BN | FW2C5206NP-GEQ1
|  |  | Logan Square 4" CS | G0043480BN | 0043480BN | F51A1003NP-GEQ1
|  |  | Riverdale 4" CS | G0043465BN | 0043465BN | F51A0062NP-GEQ1
|  |  | Riverdale W/S | G0043086BN | 0043086BN | FM0A4210NP-GEQ1
|  |  | Riverdale S/H Lav | G0040330BN | 0040330BN | F41B4234NP-GEQ1
|  |  | Carol Stream 4" CS | G0043475BN | 0043475BN | F51A1005NP-GEQ1
|  |  | Viper S/H Lav | G0040076BN | 0040076BN | F41B0015NP-GEQ1
|  |  | Carol Stream W/S | G0043075BN | 0043075BN | FM0B4208NP-GEQ1
|  |  | Viper upgrade S/H Lav | G0040078BN | 0040078BN | F41B4105NP-GEQ1
|  |  | Viper upgrade S/H Lav | G0040079BN | 0040079BN | F41B0014NP-GEQ1
|  |  | Int'l Kaia S/H Kitchen | G0040051BN | 0040051BN | #N/A
|  |  | Int'l Riverdale S/H Kitchen | G0040190BN | 0040190BN | #N/A
|  | 42.3060.000 | Int'l Kaia S/H Lav | G0040075BN | 0040075BN | FS1A4143NP-GEQ2
|  |  | Riverdale S/H Lav | G0040330RB | 0040330RB | F41B4234RB-GEQ1
|  |  | Riverdale 4" CS | G0043465RB | 0043465RB | F51A0062RB-GEQ1
|  |  | Riverdale W/S | G0043086RB | 0043086RB | FM0A4210RB-GEQ1
|  |  | Carol Stream 4" CS | G0043475RB | 0043475RB | F51A1005RB-GEQ1
|  | 42.3060.000 | Viper upgrade S/H Lav | G0040079BR | 0040079BR | F41B0014RV-GEQ1
|  |  | Carol Stream 4" CS | G0043075RB | 0043075RB | FM0B4208RB-GEQ1
| It was replaced by low flow controller GA519254N | 40.2060.000 | 1.5gpm aerator |  |  | #N/A
|  | 40.2060.000 | 1.5gpm aerator |  |  | #N/A
| AERATOR KITS, 1.5GPM, BRIANNE, MALE, AERATED | 40.2060.000 |  |  |  | #N/A
|  |  | Brianne S/H Kitchen | G0040183 | 0040183 | F87J5604CP-GEQ1
|  |  | Brianne 2H Kitchen |  | lead free unavailable due to discontinue of 0042706 | #N/A
[5 empty] | lead free unavailable due to discontinue of 0042806 | #N/A
|  |  |  | G0049262 | 0049262 | FB0C5005CP-GEQ1
|  |  | Brianne 4" CS | G0043232 | 0043232 | F51A0041CP-GEQ1
|  |  | Brianne mini W/S | G0043321 | 0043321 | FM0B5211CP-GEQ1
|  | 40.2060.000 | Brianne W/S | G0043172 | 0043172 | FW2C5205CP-GEQ1
|  |  | Brianne S/H Kitchen | G0040183SS | 0040183SS | F87J5604NP-GEQ1
|  |  | Brianne 2H Kitchen |  | lead free unavailable due to discontinue of 0042706SS | #N/A
[5 empty] | lead free unavailable due to discontinue of 0042806SS | #N/A
|  |  |  | G0049262SS | 0049262SS | FB0C5005NP-GEQ1
|  |  | Brianne 4" CS | G0043232BN | 0043232BN | F51A0041NP-GEQ1
|  |  | Brianne mini W/S | G0043321BN | 0043321BN | FM0B5211NP-GEQ1
|  | 40.2060.000 | Brianne W/S | G0043172BN | 0043172BN | FW2C5205NP-GEQ1
|  |  | Brianne S/H Kitchen | G0040183RB | 0040183RB | F87J5604RB-GEQ1
|  |  | Brianne 2H Kitchen |  | lead free unavailable due to discontinue of 0042706RB | #N/A
[5 empty] | lead free unavailable due to discontinue of 0042806RB | #N/A
|  |  |  | G0049262RB | 0049262RB | FB0C5005RB-GEQ1
|  |  | Brianne 4" CS | G0043232RB | 0043232RB | F51A0041RB-GEQ1
|  |  | Brianne mini W/S | G0043321RB | 0043321RB | FM0B5211RB-GEQ1
| It was replaced by low flow controller GA519254N | 40.2060.000 | Brianne W/S | G0043172RB | 0043172RB | FW2C5205RB-GEQ1
#N/A
#N/A
| AERATOR KITS, 1.5GPM, FEMALE,AERATED | 42.3060.000 |  |  |  | #N/A
|  |  | Waveland 4" CS | G0043470 | 0043470 | F51A1004CP-GEQ1
|  | 42.3060.000 | Waveland W/S | G0043095 | 0043095 | FM0B4207CP-GEQ1
|  |  | Waveland 4" CS | G0043470BN | 0043470BN | F51A1004NP-GEQ1
|  | 42.3060.000 | Waveland W/S | G0043095BN | 0043095BN | FM0B4207NP-GEQ1
|  | 42.3060.000 | Waveland W/S | G0043095RB | 0043095RB | FM0B4207RB-GEQ1
| AERATOR KITS, 1.5GPM, | 40.2060.000 | Waveland 4" CS | G0043470RB | 0043470RB | F51A1004RB-GEQ1
|  |  | Viper S/H Lav | G0040071 | 0040071 | F41B0012CP-GEQ1
|  | 40.2060.000 |  | G0040068 | 0040068 | F41B0013CP-GEQ1
|  |  | Viper S/H Lav | G0040071BN | 0040071BN | F41B0012NP-GEQ1
|  | 40.2060.000 |  | G0040068BN | 0040068BN | F41B0013NP-GEQ1
|  |  | Viper S/H Lav | G0040071BR | 0040071BR | F41B0012RV-GEQ1
| AERATOR KITS, 1.5GPM, STD, MALE, VP, AERATED | 40.2060.000 |  | G0040068RB | 0040068RB | #N/A
|  |  | Commercial 2H Kitchen Faucet | GC044110 | C044110 | #N/A
|  |  |  | GC444119 | C444119 | #N/A
|  |  |  | GC444219 | C444219 | #N/A
|  |  |  | GC044219 | C044219 | #N/A
|  |  | Commercial 1H Meeting Faucet |  | NA | #N/A
|  |  | Commercial 2H Meeting Faucet |  | NA | #N/A
|  |  | Commercial S/H Lav | GC044532 | C044532 | F43D4103CP-GEQ1
|  |  |  | GC044530 | C044530 | F43D4006CP-GEQ1
|  |  |  | GC0445326 | C0445326 | F43D4102CP-GEQ1
|  |  |  | GC044534 | C044534 | #N/A
|  |  | Commercial 2H 4" CS Lav | GC444451 | C444451 | #N/A
|  |  |  | GC444442 | C444442 | #N/A
|  |  |  | GC444441 | C444441 | #N/A
|  |  |  | GC044451 | C044451 | #N/A
|  |  |  | GC044442 | C044442 | #N/A
|  |  |  | GC044441 | C044441 | F42D4008CP-GEQ1
|  |  |  | GC04444165 | C04444165 | #N/A
|  |  | Commercial W/S Lav | GC04405461 | C04405461 | #N/A
|  |  |  | GC44405461 | C44405461 | #N/A
| AERATOR KITS, 1.5GPM, STD, FEMALE, VP, AERATED | 40.2060.000 |  | GC444054 | C444054 | #N/A
|  |  | Commercial Basin Cock Faucet | GC044152 | C044152 | FS1A4089CP-GEQ1
|  |  | Commercial 2H Lav Gooseneck | GC044255 | C044255 | #N/A
|  |  |  | GC044254 | C044254 | FB0A4015CP-GEQ1
|  |  |  | GC444255 | C444255 | #N/A
|  |  |  | GC444254 | C444254 | #N/A
|  |  |  | GC444354 | C444354 | #N/A
|  |  |  | GC044354 | C044354 | #N/A
|  |  | Comercial 2H Lav | GC44400561 | C44400561 | #N/A
|  |  |  | GC444005 | C444005 | #N/A
|  |  | Commercial 2H Kitchen Faucet | GC444179 | C444179 | #N/A
|  |  | Commercial 2H Kitchen Faucet | GC444279 | C444279 | #N/A
|  |  | Commercial 2H Kitchen Faucet | GC044179 | C044179 | #N/A
|  |  | Commercial 2H Kitchen Faucet | GC044279 | C044279 | #N/A
|  |  | Commercial W/S Lav Gooseneck | GC04400561 | C04400561 | FW2C4009CP-GEQ1
|  |  |  | GC044005 | C044005 | #N/A
|  |  | Commercial Kitchen Wall Mount Gooseneck | GC444693 | C444693 | F8BA4011CP-GEQ1
[5 empty] | lead free unavailable due to discontinue of C444630 | #N/A
[5 empty] | lead free unavailable due to discontinue of C044690 | #N/A
|  |  |  | GC044633 | C044633 | F8BA4010CP-GEQ1
|  |  |  | GC444633 | C444633 | #N/A
|  |  |  | GC444643 | C444643 | #N/A
|  |  |  | GC044693 | C044693 | #N/A
| FLOW CONTROLLER,1.5GPM,FOR KITCHEN PULL OUT/DOWN | 31.2008.1 |  | GC044643 | C044643 | #N/A
|  |  | Daylene Kitchen Pull Down | G0040471 | 0040471 | FP4A4044CP-GEQ1
|  |  | Daylene Kitchen Pull Down | G0040471SS | 0040471SS | FP4A4044NP-GEQ1
|  |  | Wicker Park Kitchen Pull Down | G0040475 | 0040475 | FP4A5020CP-GEQ1
|  |  | Wicker Park Kitchen Pull Down | G0040475SS | 0040475SS | FP4A5020NP-GEQ1
|  |  | Brianne Kitchen Pull Out | G0040480 | 0040480 | FP1D5000CP-GEQ1
|  |  | Brianne Kitchen Pull Out | G0040480SS | 0040480SS | FP1D5000NP-GEQ1
|  |  | Brianne Kitchen Pull Out | G0040480RB | 0040480RB | FP1D5000RB-GEQ1
|  |  | Abigail Kitchen Pull Out | G0040490 | 0040490 | FP1D5001CP-GEQ1
|  |  | Abigail Kitchen Pull Out | G0040490SS | 0040490SS | FP1D5001NP-GEQ1
|  |  | Abigail Kitchen Pull Out | G0040490RB | 0040490RB | FP1D5001RB-GEQ1
|  |  | Allerton Kitchen Pull Out | G0040485 | 0040485 | FP1D4006CP-GEQ1
|  |  | Allerton Kitchen Pull Out | G0040485SS | 0040485SS | FP1D4006NP-GEQ1
|  |  | Maxwell S/H Kitchen Pull Out, Pak | G0040465PK | 0040465PK | FP2B4001CP-GEL1
|  |  | Maxwell S/H Kitchen Pull Out, Pak | G0040465PKSS | 0040465PKSS | FP2B4001NP-GEL1
|  |  | White Kitchen Pull Out | G0040170WHPK | 0040170WHPK | #N/A
|  |  | Maxwell SE kitchen pull out | G0040465W | 0040465W | FP224009CP-GEQ1
|  |  | Maxwell SE kitchen pull out | G0040465WSS | 0040465WSS | FP224009NP-GEQ1
|  |  | Int'l Maxwell kitchen pull out | G0040465 | 0040465 | FP4A4075CP-GEQ2
|  |  | Viper kitchen pull down | G0040165 | 0040165 | FP4A4076CP-GEQ1
|  |  | Viper kitchen pull down | G0040165SS | 0040165SS | FP4A4076NP-GEQ1
|  |  | Viper kitchen pull down | G0040165BR | 0040165BR | FP4A4076RV-GEQ1
|  |  | Int'l South Shore kitchen pull out | G0040198 | 0040198 | #N/A
|  |  | Int'l South Shore kitchen pull out | G0040198SS | 0040198SS | #N/A
|  |  | Int'l Kaia kitchen pull out | G0040184 | 0040184 | FP4A4067CP-GEQ2
|  |  | Int'l Kaia kitchen pull out | G0040184SS | 0040184SS | FP4A4067NP-GEQ2
|  |  | Int'l Kaia kitchen pull down | G0040188 | 0040188 | FP4A0054CP-GEQ2
|  |  | Int'l Mid-Town Kitchen pull down | G0040174 | 0040174 | FP4A0069CP-GEQ2
|  |  | Int'l Riverdale kitchen pull out | G0040194 | 0040194 | FP4A4062CP-GEQ2
| Aerator Kit 1.5 gpm Laminar Junior Male | 42.3160.000 | Logan Square S/H Lav | G0040335 | 0040335 | FS1A4287CP-GEQ1
|  | 42.3160.000 | Logan Square S/H Lav | G0040335BN | 0040335BN | FS1A4287NP-GEQ1
| Aerator 1.5gpm | 40.2060.000 | Allerton S/H Lav | G0040584 | 0040584 | F41B4224CP-GEQ1
|  | 40.2060.000 | Allerton S/H Lav | G0040584BN | 0040584BN | F41B4224NP-GEQ1
Note on A279: 553671N內臟

## 1.0GPM PCA
Gerber Low Flow Aerator & Flow Controller Kits - 1.0GPM
Gerber P/N | Spec | Matching Neoperl Aerator P/N | Faucet Family | Gerber No. | Lead Free | ERP No. | New Product / Lead Free | Gerber Int'l
G0091564 | AERATOR KITS,1.0GPM, STD,MALE,SPRAY | A5.9046.0.0002 | Abigail S/H Kitchen | G0040193 | 0040193 | FS6A0012CP-GEQ1
|  |  | Allerton S/H Kitchen | G0040161 | 0040161 | F87J4002CP-GEQ1
|  |  |  | G0040163 | 0040163 | F87J4613CP-GEQ1
|  |  |  | G0040151 | 0040151 | FS6A0004CP-GEQ1
|  |  |  | G0040451 | 0040451 | FS6A0003CP-GEQ1
|  |  |  | G0040351 | 0040351 | FS6A0002CP-GEQ1
|  |  | Abigail 2H Kitchen | G0042717 | 0042717 | F86J5019CP-GEQ1
|  |  |  | G0042817 | 0042817 | F86J5621CP-GEQ1
|  |  | Pomeroy | G0043082 | 0043082 | FS1A4298CP-GEQ1
|  |  | Allerton S/H Lav | G0040584 | 0040584 | F41B4224CP-GEQ1
|  |  | Abigail mini W/S | G0043351 | 0043351 | FM0A5222CP-GEQ1
|  |  | Abigail W/S | G0043372 | 0043372 | FW0B5271CP-GEQ1
|  |  | Abigail Bar Faucet | G0049282 | 0049282 | F51A1006CP-GEQ1
|  |  | Allerton 4" CS | G0043462 | 0043462 | F51A1001CP-GEQ1
|  |  | Allerton mini W/S | G0043341 | 0043341 | FM0A4211CP-GEQ1
|  |  | Allerton W/S | G0043272 | 0043272 | FW0B4224CP-GEQ1
|  |  | Allerton S/H Kitchen, Pak | G0040151PK | 0040151PK | FS6A0004CP-GEL1
|  |  |  | G0040351PK | 0040351PK | FS6A0002CP-GEL1
|  |  |  | G0040451PK | 0040451PK | FS6A0003CP-GEL1
|  |  | Allerton S/H, Pak | G0040582PK | 0040582PK | #N/A
|  |  | Allerton S/H, Pak | G0040561PK | 0040561PK | #N/A
|  |  | Allerton S/H, Pak | G0040585PK | 0040585PK | #N/A
|  |  | Allerton 4" CS, Pak | G0043462PK | 0043462PK | F51A1001CP-GEL1
|  |  | Allerton W/S, Pak | G0043272PK | 0043272PK | FW0B4224CP-GEL1
|  |  | Hardwater 2H 4"CS lavatory, less pop up | G0053100 | 0053100 | F42D4010CP-GEQ1
|  |  | Hardwater 2H 4"CS lavatory, brass pop up | G0053120 | 0053120 | F42D4106CP-GEQ1
|  |  | Hardwater 2H 4"CS lavatory, less handle, brass pop up | GCX53120 | CX53120 | F42DZ100CP-GEQ1
|  |  | Hardwater 2H widespread lavatory faucet | G0053220 | 0053220 | #N/A
|  |  | Gerber Classics 2H 4"CS lavatory, less drain, chain stay | G0043411 | 0043411 | F42K4010CP-GEQ1
|  |  | Gerber Classics 2H 4"CS lavatory, less drain, chain stay | G0743411 | 0743411 | F42K4009CP-GEQ1
|  |  | Gerber Classics 2H 4"CS lavatory, | G004341165 | 004341165 | F42K4014CP-GEQ1
|  |  | Gerber Classics 2H 4"CS lavatory, | G004341165G | 004341165G | #N/A
|  |  | Gerber Classics 2H 4"CS lavatory, less drain, less stay | G074341165 | 074341165 | F42K4008CP-GEQ1
|  |  | Gerber Classics 2H 4"CS lavatory, less drain, less stay | G074341165G | 074341165G | #N/A
|  |  | Hardwater 2H 4"CS lavatory, less pop up | G0053100 | 0053100 | F42D4010CP-GEQ1
|  |  | Gerber Classics 2H 4"CS lavatory, | G004341166 | 004341166 | F42K4011CP-GEQ1
|  |  | Gerber Classics 2H 4"CS lavatory, | G00434116566 | 00434116566 | F42K4012CP-GEQ1
|  |  | Gerber Classics 2H 4"CS lavatory, less drain, pop up stay | G0043413 | 0043413 | F42K4013CP-GEQ1
|  |  | Gerber Classics 2H 4"CS lavatory, less drain, pop up stay | G0043413G | 0043413G | #N/A
|  |  | Gerber Classics 2H 4"CS lavatory, brass pop up | G0043431 | 0043431 | F42K4101CP-GEQ1
|  |  | Gerber Classics 2H 4"CS lavatory, brass pop up | G0743431 | 0743431 | F42K4103CP-GEQ1
|  |  | Gerber Classics 2H 4"CS lavatory, brass pop up | G0743431G | 0743431G | #N/A
|  |  | Gerber Classics 2H 4"CS lavatory, | G004343166 | 004343166 | F42K4102CP-GEQ1
|  |  | Gerber Classics 2H 4"CS lavatory, plastic pop up | G0043432 | 0043432 | F42K4104CP-GEQ1
|  |  | Gerber Classics 2H 4"CS lavatory, | G8743431 | 8743431 | #N/A
|  |  | Classics 2H widespread facuet | G004307161 | 004307161 | FW2K4101CP-GEQ1
|  |  | Classics 2H widespread facuet | G0043071G | 0043071G | #N/A
|  |  | Classics 2H widespread facuet | G074307161 | 074307161 | #N/A
|  |  | Classics 2H widespread facuet | G0743071G | 0743071G | #N/A
|  |  | Hardwater 2H handle Kitchen | G0052020 | 0052020 | #N/A
|  |  | Hardwater 2H handle Kitchen | G0052030 | 0052030 | #N/A
|  |  | Hardwater 2H handle Kitchen, less spray | G0052080 | 0052080 | F84D4000CP-GEQ1
|  |  | Hardwater 1H handle Kitchen, with spray | G0040172 | 0040172 | #N/A
|  |  | Classics 2H handle Kitchen, less spray | G0042116 | 0042116 | F84T4000CP-GEQ1
|  |  | Classics 2H handle Kitchen, less spray | G0042116G | 0042116G | #N/A
|  |  | Classics 2H handle Kitchen, less spray | G0742116 | 0742116 | F84T4001CP-GEQ1
|  |  | Classics 2H handle Kitchen, less spray | G0742116G | 0742116G | #N/A
|  |  | Classics 2H handle Kitchen, less spray | G8742116 | 8742116 | #N/A
|  |  | Classics 2H handle Kitchen, with spray | G0042216 | 0042216 | F84T4600CP-GEQ1
|  |  | Classics 2H handle Kitchen, with spray | G0042216G | 0042216G | #N/A
|  |  | Classics 2H handle Kitchen, with spray | G0742216 | 0742216 | F84T4601CP-GEQ1
|  |  | Classics 2H handle Kitchen, with spray | G0742216G | 0742216G | #N/A
|  |  | Classics 2H handle Kitchen, less spray | G0042416 | 0042416 | F84K4004CP-GEQ1
|  |  | Classics 2H handle Kitchen, less spray | G0042416G | 0042416G | #N/A
|  |  | Classics 2H handle Kitchen, less spray | G0742416 | 0742416 | F84K4005CP-GEQ1
|  |  | Classics 2H handle Kitchen, less spray | G0742416G | 0742416G | #N/A
|  |  | Classics 2H handle Kitchen, with spray | G0042516 | 0042516 | F84K4605CP-GEQ1
|  |  | Classics 2H handle Kitchen, | G0742516 | 0742516 | F84K4606CP-GEQ1
|  |  | Classics 2H handle Kitchen, | G0042136 | 0042136 | #N/A
|  |  | Classics 2H handle Kitchen, | G004213666 | 004213666 | #N/A
|  |  | Classics 2H handle Kitchen, | G0742136 | 0742136 | #N/A
|  |  | Classics 2H handle Kitchen, | G0042236 | 0042236 | #N/A
|  |  | Classics 2H handle Kitchen, | G0742236 | 0742236 | #N/A
|  |  | Viper S/H kitchen | G0040045 | 0040045 | F81B4316CP-GEQ1
|  |  | Viper S/H kitchen | G0040040 | 0040040 | F81B4032CP-GEQ1
|  |  | Viper S/H Lav | G0040070 | 0040070 | F41B4104CP-GEQ1
|  |  | Viper 4"CS Lav | G0043040 | 0043040 | F51A1067CP-GEQ1
|  |  | Viper 2H Lav | G0043324 | 0043324 | FM0A0001CP-GEQ1
|  |  | Viper Mini-ws Lav | G0043325 | 0043325 | FM0A4105CP-GEQ1
|  |  | Viper 2H Lav | G0043326 | 0043326 | FM0A0000CP-GEQ1
|  |  | Viper S/H Lav | G0040068 | 0040068 | F41B0013CP-GEQ1
|  |  | Viper S/H Lav | G0040070 | 0040070 | F41B4104CP-GEQ1
|  |  | Viper S/H Lav | G0040071 | 0040071 | F41B0012CP-GEQ1
|  |  | Viper 2H Lav | G0043041 | 0043041 | F51A1086CP-GEQ1
|  |  | Viper 2H Lav | G0043038 | 0043038 | F51A1087CP-GEQ1
|  |  | Int'l South Shore S/H Lav | G0040088 | 0040088 | FS1A4144CP-GEQ2
|  |  | Int'l Mid-Town S/H Lav | G0040072 | 0040072 | FS1A4145CP-GEQ2
|  |  | Int'l Mid-Town Mini-ws Lav | G0043345 | 0043345 | FM0A4106CP-GEQ2
G0091564BN |  | A5.9046.0.0002 | Abigail S/H Kitchen | G0040193SS | 0040193SS | FS6A0012NP-GEQ1
|  |  | Allerton S/H Kitchen | G0040161SS | 0040161SS | F87J4002NP-GEQ1
|  |  |  | G0040163SS | 0040163SS | F87J4613NP-GEQ1
|  |  |  | G0040151SS | 0040151SS | FS6A0004NP-GEQ1
|  |  |  | G0040451SS | 0040451SS | #N/A
|  |  |  | G0040351SS | 0040351SS | FS6A0002NP-GEQ1
|  |  | Abigail 2H Kitchen | G0042717SS | 0042717SS | F86J5019NP-GEQ1
|  |  |  | G0042817SS | 0042817SS | F86J5621NP-GEQ1
|  |  | Pomeroy | G0043082BN | 0043082BN | FS1A4298NP-GEQ1
|  |  | Allerton S/H Lav | G0040584BN | 0040584BN | F41B4224NP-GEQ1
|  |  | Abigail mini W/S | G0043351BN | 0043351BN | FM0A5222NP-GEQ1
|  |  | Abigail W/S | G0043372BN | 0043372BN | FW0B5271NP-GEQ1
|  |  | Abigail Bar Faucet | G0049282SS | 0049282SS | F51A1006NP-GEQ1
|  |  | Allerton 4" CS | G0043462BN | 0043462BN | F51A1001NP-GEQ1
|  |  | Allerton mini W/S | G0043341BN | 0043341BN | FM0A4211NP-GEQ1
|  |  | Allerton W/S | G0043272BN | 0043272BN | FW0B4224NP-GEQ1
|  |  | Viper S/H kitchen | G0040045SS | 0040045SS | F81B4316NP-GEQ1
|  |  | Viper S/H kitchen | G0040040SS | 0040040SS | F81B4032NP-GEQ1
|  |  | Viper S/H Lav | G0040070BN | 0040070BN | F41B4104NP-GEQ1
|  |  | Viper S/H Lav | G0040068BN | 0040068BN | F41B0013NP-GEQ1
|  |  | Viper S/H Lav | G0040070BN | 0040070BN | F41B4104NP-GEQ1
|  |  | Viper S/H Lav | G0040071BN | 0040071BN | F41B0012NP-GEQ1
|  |  | Viper 2H Lav | G0043041BN | 0043041BN | F51A1086NP-GEQ1
|  |  | Viper 4"CS Lav | G0043040BN | 0043040BN | F51A1067NP-GEQ1
|  |  | Viper 2H Lav | G0043324BN | 0043324BN | FM0A0001NP-GEQ1
|  |  | Viper Mini-ws Lav | G0043325BN | 0043325BN | FM0A4105NP-GEQ1
|  |  | Viper 2H Lav | G0043326BN | 0043326BN | FM0A0000NP-GEQ1
|  |  | Int'l South Shore S/H Lav | G0040088BN | 0040088BN | FS1A4144NP-GEQ2
G0091564RB |  | A5.9046.0.0002 | Abigail S/H Kitchen | G0040193RB | 0040193RB | FS6A0012RB-GEQ1
|  |  | Abigail 2H Kitchen | G0042717RB | 0042717RB | F86J5019RB-GEQ1
|  |  |  | G0042817RB | 0042817RB | F86J5621RB-GEQ1
|  |  | Abigail Bar Faucet | G0049282RB | 0049282RB | F51A1006RB-GEQ1
|  |  | Abigail mini W/S | G0043351RB | 0043351RB | FM0A5222RB-GEQ1
|  |  | Abigail W/S | G0043372RB | 0043372RB | FW0B5271RB-GEQ1
G0091564BR | AERATOR KITS,1.0GPM, STD,MALE,SPRAY | A5.9046.0.0002 | Viper S/H Lav | G0040068BR | 0040068BR | F41B0013RV-GEQ1
|  |  | Viper S/H Lav | G0040071BR | 0040071BR | F41B0012RV-GEQ1
|  |  | Viper 2H Lav | G0043324BR | 0043324BR | FM0A0001RV-GEQ1
|  |  | Viper 2H Lav | G0043326BR | 0043326BR | FM0A0000RV-GEQ1
|  |  | Viper 2H Lav | G0043041BR | 0043041BR | F51A1086RV-GEQ1
GA66D604N | AERATOR KITS,1.0GPM, STD,FEMALE,SPRAY | A5.9036.1.0000 | Maxwell S/H Kitchen Faucet | G0040110 | 0040110 | FS6A0005CP-GEQ1
|  |  |  | G0040111 | 0040111 | FS6A0006CP-GEQ1
|  |  |  | G0040112 | 0040112 | FS6A0007CP-GEQ1
|  |  | Maxwell 2H Kitchen Faucet | G0042110 | 0042110 | F8FA0005CP-GEQ1
|  |  |  | G0042111 | 0042111 | F8FA0006CP-GEQ1
|  |  |  | G0042113 | 0042113 | F8FA0007CP-GEQ1
|  |  |  | G0042115 | 0042115 | F8FA0008CP-GEQ1
|  |  | Maxwell S/H Lav | G0040140 | 0040140 | F41B0003CP-GEQ1
|  |  |  | G0040141 | 0040141 | F41B0401CP-GEQ1
|  |  |  | G0040142 | 0040142 | F41B0204CP-GEQ1
|  |  |  | G0059900 | 0059900 | FB0A4018CP-GEQ1
|  |  |  | G0040143 | 0040143 | F41B4022CP-GEQ1
|  |  |  | G0040144 | 0040144 | F41B4407CP-GEQ1
|  |  |  | G0040145 | 0040145 | F41B4231CP-GEQ1
|  |  |  | G0040146 | 0040146 | F41B0011CP-GEQ1
|  |  | Maxwell 2H Lav | G0043140 | 0043140 | F51A0034CP-GEQ1
|  |  |  | G0043141 | 0043141 | F51A0035CP-GEQ1
|  |  |  | G0043142 | 0043142 | F51A0039CP-GEQ1
|  |  |  | G0043143 | 0043143 | F51A0038CP-GEQ1
|  |  |  | G0043144 | 0043144 | F51A0037CP-GEQ1
|  |  |  | G0043145 | 0043145 | F51A0036CP-GEQ1
|  |  |  | G0043146 | 0043146 | F51A1084CP-GEQ1
|  |  | Maxwell SE S/H Lav | G0040140W | 0040140W | F4510045CP-GEQ1
|  |  |  | G0040141W | 0040141W | F4510044CP-GEQ1
|  |  |  | G0040143W | 0040143W | F4510048CP-GEQ1
|  |  |  | G0040144W | 0040144W | F4510046CP-GEQ1
|  |  |  | G0043139W | 0043139W | F5121036CP-GEQ1
|  |  |  | G0043140W | 0043140W | F5121037CP-GEQ1
|  |  |  | G0043141W | 0043141W | F5121035CP-GEQ1
|  |  |  | G0043142W | 0043142W | F5121034CP-GEQ1
|  |  |  | G0043143W | 0043143W | F5121040CP-GEQ1
|  |  |  | G0043144W | 0043144W | F5121038CP-GEQ1
|  |  |  | G0043145W | 0043145W | F5120056CP-GEQ1
|  |  |  | G0043146W | 0043146W | F5121039CP-GEQ1
|  |  | Hardwater 1H 4"CS lavatory, less drain | G0040500 | 0040500 | #N/A
|  |  | Hardwater 1H 4"CS lavatory, less drain | G004050050 | 004050050 | #N/A
|  |  | Hardwater 1H 4"CS lavatory, less drain | G0040501 | 0040501 | #N/A
|  |  | Hardwater 1H 4"CS lavatory, with drain | G0040524 | 0040524 | #N/A
|  |  | Hardwater 1H 4"CS lavatory, with drain | G004052450 | 004052450 | #N/A
|  |  | Hardwater 1H 4"CS lavatory | G0040526 | 0040526 | #N/A
|  |  | Hardwater 1H 4"CS lavatory | G004050150 | 004050150 | #N/A
|  |  | Hardwater Single handle Kitchen,less spray | G0040100 | 0040100 | #N/A
|  |  | Hardwater Single handle Kitchen,with spray | G0040400 | 0040400 | #N/A
|  |  | Hardwater Single handle Kitchen,less spray | G004010050 | 004010050 | #N/A
|  |  | Hardwater Single handle Kitchen,with spray | G004040050 | 004040050 | #N/A
|  |  | Hardwater 2H handle Kitchen, less spray | G0052000 | 0052000 | F80D4001CP-GEQ1
|  |  | Hardwater 2H handle Kitchen, with spray | G0052010 | 0052010 | F80D4601CP-GEQ1
|  |  | Hardwater 2H handle Kitchen | GCX52000 | CX52000 | #N/A
|  |  | Hardwater 2H handle bar | G0059900 | 0059900 | FB0A4018CP-GEQ1
|  |  | Classics 2H bar facuet | G0049251 | 0049251 | FB0K4009CP-GEQ1
|  |  | Classics 2H bar facuet | G0049251G | 0049251G | #N/A
|  |  | Classics 2H bar facuet | G004925166 | 004925166 | FB0K4011CP-GEQ1
|  |  | Classics 2H bar facuet | G0749251 | 0749251 | FB0K4010CP-GEQ1
|  |  | Classics 2H bar facuet | G0749251G | 0749251G | #N/A
|  |  | Classics 2H handle Kitchen | G0042106 | 0042106 | #N/A
|  |  | Classics 2H handle Kitchen | G004210666 | 004210666 | #N/A
|  |  | Classics 2H handle Kitchen | G0742106 | 0742106 | F80T4002CP-GEQ1
|  |  | Classics 2H handle Kitchen | G0042206 | 0042206 | #N/A
|  |  | Classics 2H handle Kitchen, less spray | G0042406 | 0042406 | F80K4003CP-GEQ1
|  |  | Classics 2H handle Kitchen, less spray | G0042406G | 0042406G | #N/A
|  |  | Classics 2H handle Kitchen, less spray | G0742406 | 0742406 | F80K4002CP-GEQ1
|  |  | Classics 2H handle Kitchen, less spray | G0742406G | 0742406G | #N/A
|  |  | Classics 2H handle Kitchen, with spray | G0042506 | 0042506 | F80K4601CP-GEQ1
|  |  | Classics 2H handle Kitchen, less spray | G0042426 | 0042426 | F82K4004CP-GEQ1
|  |  | Classics 2H handle Kitchen, less spray | G0042426G | 0042426G | #N/A
|  |  | Classics 2H handle Kitchen, less spray | G0742426 | 0742426 | F82K4003CP-GEQ1
|  |  | Classics 2H handle Kitchen, less spray | G0742426G | 0742426G | #N/A
|  |  | Classics 2H handle Kitchen, with spray | G0042526 | 0042526 | F82K4606CP-GEQ1
|  |  | Classics 2H handle Kitchen, with spray | G0742526 | 0742526 | F82K4607CP-GEQ1
|  |  | Classics 2H handle Kitchen, | G0042630 | 0042630 | F8BK4013CP-GEQ1
|  |  | Classics 2H handle Kitchen, | G0042631 | 0042631 | F8BK4011CP-GEQ1
|  |  | Classics 2H handle Kitchen, | G0042690 | 0042690 | F8BK4010CP-GEQ1
|  |  | Classics 2H handle Kitchen, | G0042691 | 0042691 | F8BK4012CP-GEQ1
|  |  | Allerton 2H bar faucet | G0049272 | 0049272 | F51A1002CP-GEQ1
|  |  | Maxwell SE 1H lav | G0040145W | 0040145W | F4510037CP-GEQ1
|  |  |  | G0040144W | 0040144W | F4510046CP-GEQ1
|  |  |  | G0040146W | 0040146W | F4510047CP-GEQ1
|  |  | Maxwell SE 2H lav | G0043145W | 0043145W | F5120056CP-GEQ1
|  |  | Maxwell SE 1H Kitchen | G0040110W | 0040110W | FS610037CP-GEQ1
|  |  | Maxwell SE 1H Kitchen | G0040112W | 0040112W | FS610036CP-GEQ1
|  |  | Int'l Maxwell S/H Kitchen Faucet | G0040110 | 0040110 | FS6A0005CP-GEQ1
|  |  |  | G0040111 | 0040111 | FS6A0006CP-GEQ1
|  |  | Int'l Maxwell S/H Lav | G0040243 | 0040243 | F41B4031CP-GEQ2
|  |  | Int'l Maxwell 2H Lav | G0043243 | 0043243 | F51A0065CP-GEQ2
GA66D604NBN |  | A5.9036.1.0000 | Maxwell S/H Kitchen Faucet | G0040110SS | 0040110SS | FS6A0005NP-GEQ1
|  |  |  | G0040111SS | 0040111SS | FS6A0006NP-GEQ1
|  |  |  | G0040112SS | 0040112SS | FS6A0007NP-GEQ1
|  |  | Allerton 2H bar faucet | G0049272SS | 0049272SS | F51A1002NP-GEQ1
|  |  | Maxwell 2H Kitchen Faucets |  | lead free unavailable due to discontinue of 0042123SS | #N/A
[5 empty] | lead free unavailable due to discontinue of 0042125SS | #N/A
|  |  | Maxwell S/H Lav | G0040143BN | 0040143BN | F41B4022NP-GEQ1
|  |  |  | G0040145BN | 0040145BN | F41B4231NP-GEQ1
|  |  |  | G0040144BN | 0040144BN | F41B4407NP-GEQ1
|  |  |  | G0040146BN | 0040146BN | F41B0011NP-GEQ1
|  |  | Maxwell 2H Lav Faucets | G0043145BN | 0043145BN | F51A0036NP-GEQ1
|  |  | Maxwell SE S/H Lav | G0040144WBN | 0040144WBN | F4510046NP-GEQ1
|  |  |  | G0040145WBN | 0040145WBN | F4510037NP-GEQ1
|  |  | Maxwell SE 2H Lav | G0043142WBN | 0043142WBN | F5121034NP-GEQ1
|  |  |  | G0043145WBN | 0043145WBN | F5120056NP-GEQ1
GA66D604NBR |  | A5.9036.1.0000 | Maxwell S/H Lav | G0040145BR | 0040145BR | F41B4231RV-GEQ1
|  |  |  | G0040146BR | 0040146BR | F41B0011RV-GEQ1
G0091584 | AERATOR KITS, 1.0GPM, JR, MALE, SPRAY | A5.9036.1.0000 | Wicker Park S/H Lav | G0040325 | 0040325 | FS1A5293CP-GEQ1
#N/A
|  |  | Riverdale S/H Lav | G0040330 | 0040330 | F41B4234CP-GEQ1
|  |  | Wicker Park W/S | G0043092 | 0043092 | FW2C5206CP-GEQ1
|  |  | Logan Square 4" CS | G0043480 | 0043480 | F51A1003CP-GEQ1
|  |  | Riverdale 4" CS | G0043465 | 0043465 | F51A0062CP-GEQ1
|  |  | Riverdale W/S | G0043086 | 0043086 | FM0A4210CP-GEQ1
|  |  | Carol Stream 4" CS | G0043475 | 0043475 | F51A1005CP-GEQ1
|  |  | Carol Stream W/S | G0043075 | 0043075 | FM0B4208CP-GEQ1
|  |  | Viper upgrade S/H Lav | G0040078 | 0040078 | F41B4105CP-GEQ1
|  |  | Viper upgrade S/H Lav | G0040079 | 0040079 | F41B0014CP-GEQ1
|  |  | Int'l Kaia S/H Kitchen | G0040051 | 0040051 | F83J4614CP-GEQ2
|  |  | Int'l Riverdale S/H Kitchen | G0040190 | 0040190 | F87J4618CP-GEQ2
|  |  | Int'l Kaia S/H Lav | G0040075 | 0040075 | FS1A4143CP-GEQ2
|  |  | Viper S/H Lav | G0040076 | 0040076 | F41B0015CP-GEQ1
|  |  | Antioch S/H Lav | G0040085 | 0040085 | F41B0008CP-GEQ2
|  |  | Antioch 2/H Lav | G0043215 | 0043215 | F51A1057CP-GEQ2
G0091584BN |  | A5.9036.1.0000 | Wicker Park S/H Lav | G0040325BN | 0040325BN | FS1A5293NP-GEQ1
|  |  | Riverdale S/H Lav | G0040330BN | 0040330BN | F41B4234NP-GEQ1
|  |  | Wicker Park W/S | G0043092BN | 0043092BN | FW2C5206NP-GEQ1
|  |  | Logan Square 4" CS | G0043480BN | 0043480BN | F51A1003NP-GEQ1
|  |  | Riverdale 4" CS | G0043465BN | 0043465BN | F51A0062NP-GEQ1
|  |  | Riverdale W/S | G0043086BN | 0043086BN | FM0A4210NP-GEQ1
|  |  | Carol Stream 4" CS | G0043475BN | 0043475BN | F51A1005NP-GEQ1
|  |  | Carol Stream W/S | G0043075BN | 0043075BN | FM0B4208NP-GEQ1
|  |  | Viper upgrade S/H Lav | G0040078BN | 0040078BN | F41B4105NP-GEQ1
|  |  | Int'l Kaia S/H Kitchen | G0040051BN | 0040051BN | #N/A
|  |  | Int'l Riverdale S/H Kitchen | G0040190BN | 0040190BN | #N/A
|  |  | Int'l Kaia S/H Lav | G0040075BN | 0040075BN | FS1A4143NP-GEQ2
|  |  | Viper S/H Lav | G0040076BN | 0040076BN | F41B0015NP-GEQ1
|  |  | Viper upgrade S/H Lav | G0040079BN | 0040079BN | F41B0014NP-GEQ1
G0091584BR | AERATOR KITS, 1.0GPM, JR, MALE, SPRAY | A5.9036.1.0000 | Viper upgrade S/H Lav | G0040079BR | 0040079BR | F41B0014RV-GEQ1
G0091584RB | AERATOR KITS, 1.0GPM, JR, MALE, SPRAY | A5.9036.1.0000 | Riverdale S/H Lav | G0040330RB | 0040330RB | F41B4234RB-GEQ1
|  |  | Viper upgrade S/H Lav | G0040079RB | 0040079RB | #N/A
|  |  | Riverdale 4" CS | G0043465RB | 0043465RB | F51A0062RB-GEQ1
|  |  | Riverdale W/S | G0043086RB | 0043086RB | FM0A4210RB-GEQ1
|  |  | Riverdale S/H Lav | G0040330RB | 0040330RB | F41B4234RB-GEQ1
|  |  | Carol Stream 4" CS | G0043475RB | 0043475RB | F51A1005RB-GEQ1
|  |  | Carol Stream W/S | G0043075RB | 0043075RB | FM0B4208RB-GEQ1
G0091585 | It was replaced by low flow controller GA519102N | A5.9046.0.0002 |  |  |  | #N/A
G0091585BN |  | A5.9046.0.0002 |  |  |  | #N/A
G0091578 | AERATOR KITS, 1.0GPM, BRIANNE, SPRAY | A5.9046.0.0002 | Brianne S/H Kitchen | G0040183 | 0040183 | F87J5604CP-GEQ1
|  |  | Brianne 2H Kitchen |  | lead free unavailable due to discontinue of 0042706 | #N/A
[5 empty] | lead free unavailable due to discontinue of 0042806 | #N/A
|  |  |  | G0049262 | 0049262 | FB0C5005CP-GEQ1
|  |  | Brianne mini W/S | G0043321 | 0043321 | FM0B5211CP-GEQ1
|  |  | Brianne 4" CS | G0043232 | 0043232 | F51A0041CP-GEQ1
|  |  | Brianne W/S | G0043172 | 0043172 | FW2C5205CP-GEQ1
G0091578BN |  | A5.9046.0.0002 | Brianne S/H Kitchen | G0040183SS | 0040183SS | F87J5604NP-GEQ1
|  |  | Brianne 2H Kitchen |  | lead free unavailable due to discontinue of 0042706SS | #N/A
[5 empty] | lead free unavailable due to discontinue of 0042806SS | #N/A
|  |  |  | G0049262SS | 0049262SS | FB0C5005NP-GEQ1
|  |  | Brianne mini W/S | G0043321BN | 0043321BN | FM0B5211NP-GEQ1
|  |  | Brianne 4" CS | G0043232BN | 0043232BN | F51A0041NP-GEQ1
|  |  | Brianne W/S | G0043172BN | 0043172BN | FW2C5205NP-GEQ1
G0091578RB |  | A5.9046.0.0002 | Brianne S/H Kitchen | G0040183RB | 0040183RB | F87J5604RB-GEQ1
|  |  | Brianne 2H Kitchen |  | lead free unavailable due to discontinue of 0042706RB | #N/A
[5 empty] | lead free unavailable due to discontinue of 0042806RB | #N/A
|  |  |  | G0049262RB | 0049262RB | FB0C5005RB-GEQ1
|  |  | Brianne mini W/S | G0043321RB | 0043321RB | FM0B5211RB-GEQ1
|  |  | Brianne 4" CS | G0043232RB | 0043232RB | F51A0041RB-GEQ1
|  |  | Brianne W/S | G0043172RB | 0043172RB | FW2C5205RB-GEQ1
GA66D735N | It was replaced by low flow controller GA519102N | A5.9046.0.0002 |  |  |  | #N/A
#N/A
#N/A
GA66D664N | AERATOR KITS, 1.0GPM, SPRAY | A5.9036.1.0000 | Waveland 4" CS | G0043470 | 0043470 | F51A1004CP-GEQ1
|  |  | Waveland W/S | G0043495 | 0043495 | #N/A
GA66D664NBN |  | A5.9036.1.0000 | Waveland 4" CS | G0043470BN | 0043470BN | F51A1004NP-GEQ1
|  |  | Waveland W/S | G0043495BN | 0043495BN | #N/A
GA66D664NBR |  | A5.9036.1.0000 | Waveland 4" CS | G0043470BR | 0043470BR | F51A1004RV-GEQ1
|  |  | Waveland W/S | G0043495BR | 0043495BR | #N/A
G0091582 | AERATOR KITS, 1.0GPM, STD, MALE, VP, SPRAY | A5.9046.0.0002 | Commercial 2H Kitchen Faucet | GC044110 | C044110 | #N/A
|  |  |  | GC444119 | C444119 | #N/A
|  |  | Commercial 1H Meeting Faucet | NA | NA | #N/A
|  |  | Commercial 2H Meeting Faucet | NA | NA | #N/A
|  |  | Commercial S/H Lav | GC044532 | C044532 | F43D4103CP-GEQ1
|  |  |  | GC044530 | C044530 | F43D4006CP-GEQ1
|  |  |  | GC0445326 | C0445326 | F43D4102CP-GEQ1
|  |  |  | GC044534 | C044534 | #N/A
|  |  | Commercial 2H 4" CS Lav | GC444451 | C444451 | #N/A
|  |  |  | GC444442 | C444442 | #N/A
|  |  |  | GC444441 | C444441 | #N/A
|  |  |  | GC044451 | C044451 | #N/A
|  |  |  | GC044442 | C044442 | #N/A
|  |  |  | GC044441 | C044441 | F42D4008CP-GEQ1
|  |  |  | GC04444165 | C04444165 | #N/A
|  |  | Commercial W/S Lav | GC04405461 | C04405461 | #N/A
|  |  |  | GC44405461 | C44405461 | #N/A
|  |  |  | GC444054 | C444054 | #N/A
G0091583 | AERATOR KITS, 1.0GPM, STD, FEMALE, VP, SPRAY | A5.9046.0.0002 | Commercial Basin Cock Faucet | GC044152 | C044152 | FS1A4089CP-GEQ1
|  |  | Commercial 2H Lav Gooseneck | GC044255 | C044255 | #N/A
|  |  |  | GC044254 | C044254 | FB0A4015CP-GEQ1
|  |  |  | GC444255 | C444255 | #N/A
|  |  |  | GC444254 | C444254 | #N/A
|  |  |  | GC444354 | C444354 | #N/A
|  |  |  | GC044354 | C044354 | #N/A
|  |  | Comercial 2H Lav | GC44400561 | C44400561 | #N/A
|  |  |  | GC444005 | C444005 | #N/A
|  |  | Commercial 2H Kitchen Faucet | GC444179 | C444179 | #N/A
|  |  | Commercial 2H Kitchen Faucet | GC444279 | C444279 | #N/A
|  |  | Commercial 2H Kitchen Faucet | GC044179 | C044179 | #N/A
|  |  | Commercial 2H Kitchen Faucet | GC044279 | C044279 | #N/A
|  |  | Commercial W/S Lav Gooseneck | GC04400561 | C04400561 | FW2C4009CP-GEQ1
|  |  |  | GC044005 | C044005 | #N/A
|  |  | Commercial Kitchen Wall Mount Gooseneck | GC444693 | C444693 | F8BA4011CP-GEQ1
[5 empty] | lead free unavailable due to discontinue of C444630 | #N/A
[5 empty] | lead free unavailable due to discontinue of C044690 | #N/A
|  |  |  | GC044633 | C044633 | F8BA4010CP-GEQ1
GA519102N | FLOW CONTROLLER,1.0GPM,FOR KITCHEN PULL OUT/DOWN | 31.2006.1, flow controller, used on kitchen faucets | Daylene Kitchen Pull Down | G0040471 | 0040471 | FP4A4044CP-GEQ1
|  |  | Daylene Kitchen Pull Down | G0040471SS | 0040471SS | FP4A4044NP-GEQ1
|  |  | Wicker Park Kitchen Pull Down | G0040475 | 0040475 | FP4A5020CP-GEQ1
|  |  | Wicker Park Kitchen Pull Down | G0040475SS | 0040475SS | FP4A5020NP-GEQ1
|  |  | Brianne Kitchen Pull Out | G0040480 | 0040480 | FP1D5000CP-GEQ1
|  |  | Brianne Kitchen Pull Out | G0040480SS | 0040480SS | FP1D5000NP-GEQ1
|  |  | Brianne Kitchen Pull Out | G0040480RB | 0040480RB | FP1D5000RB-GEQ1
|  |  | Abigail Kitchen Pull Out | G0040490 | 0040490 | FP1D5001CP-GEQ1
|  |  | Abigail Kitchen Pull Out | G0040490SS | 0040490SS | FP1D5001NP-GEQ1
|  |  | Abigail Kitchen Pull Out | G0040490RB | 0040490RB | FP1D5001RB-GEQ1
|  |  | Allerton Kitchen Pull Out | G0040485 | 0040485 | FP1D4006CP-GEQ1
|  |  | Allerton Kitchen Pull Out | G0040485SS | 0040485SS | FP1D4006NP-GEQ1
|  |  | Maxwell S/H Kitchen Pull Out, Pak | G0040465PK | 0040465PK | FP2B4001CP-GEL1
|  |  | Maxwell S/H Kitchen Pull Out, Pak | G0040465PKSS | 0040465PKSS | FP2B4001NP-GEL1
|  |  | White Kitchen Pull Out | G0040170WHPK | 0040170WHPK | #N/A
|  |  | Maxwell SE kitchen pull out | G0040465W | 0040465W | FP224009CP-GEQ1
|  |  | Maxwell SE kitchen pull out | G0040465WSS | 0040465WSS | FP224009NP-GEQ1
|  |  | Int'l Maxwell kitchen pull out | G0040465 | 0040465 | FP4A4075CP-GEQ2
|  |  | Viper kitchen pull down | G0040165 | 0040165 | FP4A4076CP-GEQ1
|  |  | Viper kitchen pull down | G0040165SS | 0040165SS | FP4A4076NP-GEQ1
|  |  |  | G0040165BR | 0040165BR | FP4A4076RV-GEQ1
|  |  | Int'l South Shore kitchen pull out | G0040198 | 0040198 | #N/A
|  |  | Int'l South Shore kitchen pull out | G0040198SS | 0040198SS | #N/A
|  |  | Int'l Kaia kitchen pull out | G0040184 | 0040184 | FP4A4067CP-GEQ2
|  |  | Int'l Kaia kitchen pull out | G0040184SS | 0040184SS | FP4A4067NP-GEQ2
|  |  | Int'l Kaia kitchen pull down | G0040188 | 0040188 | FP4A0054CP-GEQ2
|  |  | Int'l Riverdale kitchen pull out | G0040194 | 0040194 | FP4A4062CP-GEQ2
|  |  | Int'l Riverdale kitchen pull out | G0040194SS | 0040194SS | FP4A4062NP-GEQ2
G0091564 | AERATOR KITS, 1.0GPM, STD, MALE, VP, LAMINAR | A5.9046.0.0002 | Allerton S/H Lav | G0040584 | 0040584 | F41B4224CP-GEQ1
|  |  | Abigail 2H Lav | G0043222 | 0043222 | F51A0042CP-GEQ1
|  |  | Viper 2H Lav | G0091564 | 0091564 | A66D602NCP-GEE1
|  |  | Logan Square W/S | G0043282 | 0043282 | FW2B4209CP-GEQ1
|  |  | Viper 2H Lav | G0043039 | 0043039 | F51A1085CP-GEQ1
G0091564BN | AERATOR KITS, 1.0GPM, STD, MALE, VP, LAMINAR | A5.9046.0.0002 | Abigail 2H Lav | G0043222BN | 0043222BN | F51A0042NP-GEQ1
|  |  | Logan Square W/S | G0043282BN | 0043282BN | FW2B4209NP-GEQ1
|  |  | Viper 2H Lav | G0043039BN | 0043039BN | F51A1085NP-GEQ1
G0091564RB | AERATOR KITS, 1.0GPM, STD, MALE, VP, LAMINAR | A5.9046.0.0002 | Abigail 2H Lav | G0043222RB | 0043222RB | F51A0042RB-GEQ1
GA500198N | Aerator Kit 1.0 gpm Spray Junior Male | A5.9036.1.0000 | Logan Square S/H Lav | G0040335 | 0040335 | FS1A4287CP-GEQ1
GA500198NBN | Aerator Kit 1.0 gpm Spray Junior Male | A5.9036.1.0000 | Logan Square S/H Lav | G0040335BN | 0040335BN | FS1A4287NP-GEQ1

## 0.5GPM PCA
Gerber Low Flow Aerator & Flow Controller Kits - 0.5GPM
Gerber P/N | Spec | Matching Neoperl Aerator P/N | Faucet Family | Lead Free | Gerber No. | ERP No. | New Product / Lead Free | Gerber Int'l
G0091566 | AERATOR KITS,0.5GPM, STD,MALE,SPRAY | A5.9042.1.0002 | Abigail S/H Kitchen | 0040193 | G0040193 | FS6A0012CP-GEQ1
|  |  | Allerton S/H Kitchen | 0040161 | G0040161 | F87J4002CP-GEQ1
|  |  |  | 0040163 | G0040163 | F87J4613CP-GEQ1
|  |  |  | 0040151 | G0040151 | FS6A0004CP-GEQ1
|  |  |  | 0040451 | G0040451 | FS6A0003CP-GEQ1
|  |  |  | 0040351 | G0040351 | FS6A0002CP-GEQ1
|  |  | Abigail 2H Kitchen | 0042717 | G0042717 | F86J5019CP-GEQ1
|  |  |  | 0042817 | G0042817 | F86J5621CP-GEQ1
|  |  | Pomeroy | 0043082 | G0043082 | FS1A4298CP-GEQ1
|  |  | Allerton S/H Lav | 0040584 | G0040584 | F41B4224CP-GEQ1
|  |  | Abigail mini W/S | 0043351 | G0043351 | FM0A5222CP-GEQ1
|  |  | Abigail W/S | 0043372 | G0043372 | FW0B5271CP-GEQ1
|  |  | Abigail Bar Faucet | 0049282 | G0049282 | F51A1006CP-GEQ1
|  |  | Allerton 4" CS | 0043462 | G0043462 | F51A1001CP-GEQ1
|  |  | Allerton mini W/S | 0043341 | G0043341 | FM0A4211CP-GEQ1
|  |  | Allerton W/S | 0043272 | G0043272 | FW0B4224CP-GEQ1
|  |  | Allerton S/H Kitchen, Pak | 0040151PK | G0040151PK | FS6A0004CP-GEL1
|  |  |  | 0040351PK | G0040351PK | FS6A0002CP-GEL1
|  |  |  | 0040451PK | G0040451PK | FS6A0003CP-GEL1
|  |  | Allerton S/H, Pak | 0040582PK | G0040582PK | #N/A
|  |  | Allerton S/H, Pak | 0040561PK | G0040561PK | #N/A
|  |  | Allerton S/H, Pak | 0040585PK | G0040585PK | #N/A
|  |  | Allerton 4" CS, Pak | 0043462PK | G0043462PK | F51A1001CP-GEL1
|  |  | Allerton W/S, Pak | 0043272PK | G0043272PK | FW0B4224CP-GEL1
|  |  | Hardwater 2H 4"CS lavatory, less pop up | 0053100 | G0053100 | F42D4010CP-GEQ1
|  |  | Hardwater 2H 4"CS lavatory, brass pop up | 0053120 | G0053120 | F42D4106CP-GEQ1
|  |  | Hardwater 2H 4"CS lavatory, less handle, brass pop up | CX53120 | GCX53120 | F42DZ100CP-GEQ1
|  |  | Hardwater 2H widespread lavatory faucet | 0053220 | G0053220 | #N/A
|  |  | Gerber Classics 2H 4"CS lavatory, less drain, chain stay | 0043411 | G0043411 | F42K4010CP-GEQ1
|  |  | Gerber Classics 2H 4"CS lavatory, less drain, chain stay | 0743411 | G0743411 | F42K4009CP-GEQ1
|  |  | Gerber Classics 2H 4"CS lavatory, | 004341165 | G004341165 | F42K4014CP-GEQ1
|  |  | Gerber Classics 2H 4"CS lavatory, | 004341165G | G004341165G | #N/A
|  |  | Gerber Classics 2H 4"CS lavatory, less drain, less stay | 074341165 | G074341165 | F42K4008CP-GEQ1
|  |  | Gerber Classics 2H 4"CS lavatory, less drain, less stay | 074341165G | G074341165G | #N/A
|  |  | Hardwater 2H 4"CS lavatory, less pop up | 0053100 | G0053100 | F42D4010CP-GEQ1
|  |  | Gerber Classics 2H 4"CS lavatory, | 004341166 | G004341166 | F42K4011CP-GEQ1
|  |  | Gerber Classics 2H 4"CS lavatory, | 00434116566 | G00434116566 | F42K4012CP-GEQ1
|  |  | Gerber Classics 2H 4"CS lavatory, less drain, pop up stay | 0043413 | G0043413 | F42K4013CP-GEQ1
|  |  | Gerber Classics 2H 4"CS lavatory, less drain, pop up stay | 0043413G | G0043413G | #N/A
|  |  | Gerber Classics 2H 4"CS lavatory, brass pop up | 0043431 | G0043431 | F42K4101CP-GEQ1
|  |  |  | 0043431G | G0043431G | #N/A
|  |  | Gerber Classics 2H 4"CS lavatory, brass pop up | 0743431 | G0743431 | F42K4103CP-GEQ1
|  |  | Gerber Classics 2H 4"CS lavatory, brass pop up | 0743431G | G0743431G | #N/A
|  |  | Gerber Classics 2H 4"CS lavatory, | 004343166 | G004343166 | F42K4102CP-GEQ1
|  |  | Gerber Classics 2H 4"CS lavatory, plastic pop up | 0043432 | G0043432 | F42K4104CP-GEQ1
|  |  | Gerber Classics 2H 4"CS lavatory, | 8743431 | G8743431 | #N/A
|  |  | Classics 2H widespread facuet | 004307161 | G004307161 | FW2K4101CP-GEQ1
|  |  | Classics 2H widespread facuet | 0043071G | G0043071G | #N/A
|  |  | Classics 2H widespread facuet | 074307161 | G074307161 | #N/A
|  |  | Classics 2H widespread facuet | 0743071G | G0743071G | #N/A
|  |  | Hardwater 2H handle Kitchen | 0052020 | G0052020 | #N/A
|  |  | Hardwater 2H handle Kitchen | 0052030 | G0052030 | #N/A
|  |  | Hardwater 2H handle Kitchen, less spray | 0052080 | G0052080 | F84D4000CP-GEQ1
|  |  | Hardwater 1H handle Kitchen, with spray | 0040172 | G0040172 | #N/A
|  |  | Classics 2H handle Kitchen, less spray | 0042116 | G0042116 | F84T4000CP-GEQ1
|  |  | Classics 2H handle Kitchen, less spray | 0042116G | G0042116G | #N/A
|  |  | Classics 2H handle Kitchen, less spray | 0742116 | G0742116 | F84T4001CP-GEQ1
|  |  | Classics 2H handle Kitchen, less spray | 0742116G | G0742116G | #N/A
|  |  | Classics 2H handle Kitchen, less spray | 8742116 | G8742116 | #N/A
|  |  | Classics 2H handle Kitchen, with spray | 0042216 | G0042216 | F84T4600CP-GEQ1
|  |  | Classics 2H handle Kitchen, with spray | 0042216G | G0042216G | #N/A
|  |  | Classics 2H handle Kitchen, with spray | 0742216 | G0742216 | F84T4601CP-GEQ1
|  |  | Classics 2H handle Kitchen, with spray | 0742216G | G0742216G | #N/A
|  |  | Classics 2H handle Kitchen, less spray | 0042416 | G0042416 | F84K4004CP-GEQ1
|  |  | Classics 2H handle Kitchen, less spray | 0042416G | G0042416G | #N/A
|  |  | Classics 2H handle Kitchen, less spray | 0742416 | G0742416 | F84K4005CP-GEQ1
|  |  | Classics 2H handle Kitchen, less spray | 0742416G | G0742416G | #N/A
|  |  | Classics 2H handle Kitchen, with spray | 0042516 | G0042516 | F84K4605CP-GEQ1
|  |  | Classics 2H handle Kitchen, | 0742516 | G0742516 | F84K4606CP-GEQ1
|  |  | Classics 2H handle Kitchen, | 0042136 | G0042136 | #N/A
|  |  | Classics 2H handle Kitchen, | 004213666 | G004213666 | #N/A
|  |  | Classics 2H handle Kitchen, | 0742136 | G0742136 | #N/A
|  |  | Classics 2H handle Kitchen, | 0042236 | G0042236 | #N/A
|  |  | Classics 2H handle Kitchen, | 0742236 | G0742236 | #N/A
|  |  | Viper S/H kitchen | 0040045 | G0040045 | F81B4316NP-GEQ1
|  |  | Viper S/H kitchen | 0040040 | G0040040 | F81B4032NP-GEQ1
|  |  | Viper S/H Lav | 0040070 | G0040070 | F41B4104CP-GEQ1
|  |  |  | 0040071 | G0040071 | F41B0012CP-GEQ1
|  |  | Viper 4"CS Lav | 0043040 | G0043040 | F81B4032CP-GEQ1
|  |  | Viper 2H Lav | 0043041 | G0043041 | F51A1086CP-GEQ1
|  |  | Viper Mini-ws Lav | 0043325 | G0043325 | FM0A4105CP-GEQ1
|  |  | Int'l South Shore S/H Lav | 0040088 | G0040088 | FS1A4144CP-GEQ2
|  |  | Int'l Mid-Town S/H Lav | 0040072 | G0040072 | FS1A4145CP-GEQ2
|  |  | Int'l Mid-Town Mini-ws Lav | 0043345 | G0043345 | FM0A4106CP-GEQ2
G0091566BN |  | A5.9042.1.0002 | Abigail S/H Kitchen | 0040193SS | G0040193SS | FS6A0012NP-GEQ1
|  |  | Allerton S/H Kitchen | 0040161SS | G0040161SS | F87J4002NP-GEQ1
|  |  |  | 0040163SS | G0040163SS | F87J4613NP-GEQ1
|  |  |  | 0040151SS | G0040151SS | FS6A0004NP-GEQ1
|  |  |  | 0040451SS | G0040451SS | #N/A
|  |  |  | 0040351SS | G0040351SS | FS6A0002NP-GEQ1
|  |  | Abigail 2H Kitchen | 0042717SS | G0042717SS | F86J5019NP-GEQ1
|  |  |  | 0042817SS | G0042817SS | F86J5621NP-GEQ1
|  |  | Pomeroy | 0043082BN | G0043082BN | FS1A4298NP-GEQ1
|  |  | Allerton S/H Lav | 0040584BN | G0040584BN | F41B4224NP-GEQ1
|  |  | Abigail mini W/S | 0043351BN | G0043351BN | FM0A5222NP-GEQ1
|  |  | Abigail W/S | 0043372BN | G0043372BN | FW0B5271NP-GEQ1
|  |  | Abigail Bar Faucet | 0049282SS | G0049282SS | F51A1006NP-GEQ1
|  |  | Allerton 4" CS | 0043462BN | G0043462BN | F51A1001NP-GEQ1
|  |  | Allerton mini W/S | 0043341BN | G0043341BN | FM0A4211NP-GEQ1
|  |  | Allerton W/S | 0043272BN | G0043272BN | FW0B4224NP-GEQ1
|  |  | Viper S/H kitchen | 0040045SS | G0040045SS | F81B4316NP-GEQ1
|  |  | Viper S/H kitchen | 0040040SS | G0040040SS | F81B4032NP-GEQ1
|  |  | Viper S/H Lav | 0040070BN | G0040070BN | F41B4104NP-GEQ1
|  |  |  | 0040071BN | G0040071BN | F41B0012NP-GEQ1
|  |  | Viper 4"CS Lav | 0043040BN | G0043040BN | F51A1067NP-GEQ1
|  |  | Viper Mini-ws Lav | 0043325BN | G0043325BN | FM0A4105NP-GEQ1
|  |  | Viper 2H Lav | 0043041BN | G0043041BN | F51A1086NP-GEQ1
|  |  | Int'l South Shore S/H Lav | 0040088BN | G0040088BN | FS1A4144NP-GEQ2
G0091566RB |  | A5.9042.1.0002 | Abigail S/H Kitchen | 0040193RB | G0040193RB | FS6A0012RB-GEQ1
|  |  | Abigail 2H Kitchen | 0042717RB | G0042717RB | F86J5019RB-GEQ1
|  |  |  | 0042817RB | G0042817RB | F86J5621RB-GEQ1
|  |  | Abigail Bar Faucet | 0049282RB | G0049282RB | F51A1006RB-GEQ1
|  |  | Abigail mini W/S | 0043351RB | G0043351RB | FM0A5222RB-GEQ1
|  |  | Abigail W/S | 0043372RB | G0043372RB | FW0B5271RB-GEQ1
G0091566BR |  | A5.9042.1.0002 | Viper 2H Lav | 0043041BR | G0043041BR | F51A1086RV-GEQ1
|  |  | Viper 1H Lav | 0040071BR | G0040071BR | F41B0012RV-GEQ1
G0091565 | AERATOR KITS,0.5GPM, STD,FEMALE,SPRAY | A5.9035.0.0001 | Maxwell S/H Kitchen Faucet | 0040110 | G0040110 | FS6A0005CP-GEQ1
|  |  |  | 0040111 | G0040111 | FS6A0006CP-GEQ1
|  |  |  | 0040112 | G0040112 | FS6A0007CP-GEQ1
|  |  | Maxwell 2H Kitchen Faucet | 0042110 | G0042110 | F8FA0005CP-GEQ1
|  |  |  | 0042111 | G0042111 | F8FA0006CP-GEQ1
|  |  |  | 0042113 | G0042113 | F8FA0007CP-GEQ1
|  |  |  | 0042115 | G0042115 | F8FA0008CP-GEQ1
|  |  | Maxwell S/H Lav | 0040140 | G0040140 | F41B0003CP-GEQ1
|  |  |  | 0040141 | G0040141 | F41B0401CP-GEQ1
|  |  |  | 0040142 | G0040142 | F41B0204CP-GEQ1
|  |  |  | 0059900 | G0059900 | FB0A4018CP-GEQ1
|  |  |  | 0040143 | G0040143 | F41B4022CP-GEQ1
|  |  |  | 0040144 | G0040144 | F41B4407CP-GEQ1
|  |  |  | 0040145 | G0040145 | F41B4231CP-GEQ1
|  |  | Maxwell 2H Lav | 0043140 | G0043140 | F51A0034CP-GEQ1
|  |  |  | 0043141 | G0043141 | F51A0035CP-GEQ1
|  |  |  | 0043142 | G0043142 | F51A0039CP-GEQ1
|  |  |  | 0043143 | G0043143 | F51A0038CP-GEQ1
|  |  |  | 0043144 | G0043144 | F51A0037CP-GEQ1
|  |  |  | 0043145 | G0043145 | F51A0036CP-GEQ1
|  |  |  | 0043146 | G0043146 | F51A1084CP-GEQ1
|  |  | Maxwell SE 2H lav | 0043139W | G0043139W | F5121036CP-GEQ1
|  |  |  | 0043140W | G0043140W | F5121037CP-GEQ1
|  |  |  | 0043141W | G0043141W | F5121035CP-GEQ1
|  |  |  | 0043142W | G0043142W | F5121034CP-GEQ1
|  |  |  | 0043143W | G0043143W | F5121040CP-GEQ1
|  |  |  | 0043144W | G0043144W | F5121038CP-GEQ1
|  |  |  | 0043145W | G0043145W | F5120056CP-GEQ1
|  |  |  | 0043146W | G0043146W | F5121039CP-GEQ1
|  |  | Hardwater 1H 4"CS lavatory, less drain | 0040500 | G0040500 | #N/A
|  |  | Hardwater 1H 4"CS lavatory, less drain | 004050050 | G004050050 | #N/A
|  |  | Hardwater 1H 4"CS lavatory, less drain | 0040501 | G0040501 | #N/A
|  |  | Hardwater 1H 4"CS lavatory, with drain | 0040524 | G0040524 | #N/A
|  |  | Hardwater 1H 4"CS lavatory, with drain | 004052450 | G004052450 | #N/A
|  |  | Hardwater 1H 4"CS lavatory | 0040526 | G0040526 | #N/A
|  |  | Hardwater 1H 4"CS lavatory | 004050150 | G004050150 | #N/A
|  |  | Hardwater Single handle Kitchen,less spray | 0040100 | G0040100 | #N/A
|  |  | Hardwater Single handle Kitchen,with spray | 0040400 | G0040400 | #N/A
|  |  | Hardwater Single handle Kitchen,less spray | 004010050 | G004010050 | #N/A
|  |  | Hardwater Single handle Kitchen,with spray | 004040050 | G004040050 | #N/A
|  |  | Hardwater 2H handle Kitchen, less spray | 0052000 | G0052000 | F80D4001CP-GEQ1
|  |  | Hardwater 2H handle Kitchen, with spray | 0052010 | G0052010 | F80D4601CP-GEQ1
|  |  | Hardwater 2H handle Kitchen | CX52000 | GCX52000 | #N/A
|  |  | Hardwater 2H handle bar | 0059900 | G0059900 | FB0A4018CP-GEQ1
|  |  | Classics 2H bar facuet | 0049251 | G0049251 | FB0K4009CP-GEQ1
|  |  | Classics 2H bar facuet | 0049251G | G0049251G | #N/A
|  |  | Classics 2H bar facuet | 004925166 | G004925166 | FB0K4011CP-GEQ1
|  |  | Classics 2H bar facuet | 0749251 | G0749251 | FB0K4010CP-GEQ1
|  |  | Classics 2H bar facuet | 0749251G | G0749251G | #N/A
|  |  | Classics 2H handle Kitchen | 0042106 | G0042106 | #N/A
|  |  | Classics 2H handle Kitchen | 004210666 | G004210666 | #N/A
|  |  | Classics 2H handle Kitchen | 0742106 | G0742106 | F80T4002CP-GEQ1
|  |  | Classics 2H handle Kitchen | 0042206 | G0042206 | #N/A
|  |  | Classics 2H handle Kitchen, less spray | 0042406 | G0042406 | F80K4003CP-GEQ1
|  |  | Classics 2H handle Kitchen, less spray | 0042406G | G0042406G | #N/A
|  |  | Classics 2H handle Kitchen, less spray | 0742406 | G0742406 | F80K4002CP-GEQ1
|  |  | Classics 2H handle Kitchen, less spray | 0742406G | G0742406G | #N/A
|  |  | Classics 2H handle Kitchen, with spray | 0042506 | G0042506 | F80K4601CP-GEQ1
|  |  | Classics 2H handle Kitchen, less spray | 0042426 | G0042426 | F82K4004CP-GEQ1
|  |  | Classics 2H handle Kitchen, less spray | 0042426G | G0042426G | #N/A
|  |  | Classics 2H handle Kitchen, less spray | 0742426 | G0742426 | F82K4003CP-GEQ1
|  |  | Classics 2H handle Kitchen, less spray | 0742426G | G0742426G | #N/A
|  |  | Classics 2H handle Kitchen, with spray | 0042526 | G0042526 | F82K4606CP-GEQ1
|  |  | Classics 2H handle Kitchen, with spray | 0742526 | G0742526 | F82K4607CP-GEQ1
|  |  | Classics 2H handle Kitchen, | 0042630 | G0042630 | F8BK4013CP-GEQ1
|  |  | Classics 2H handle Kitchen, | 0042631 | G0042631 | F8BK4011CP-GEQ1
|  |  | Classics 2H handle Kitchen, | 0042690 | G0042690 | F8BK4010CP-GEQ1
|  |  | Classics 2H handle Kitchen, | 0042691 | G0042691 | F8BK4012CP-GEQ1
|  |  | Allerton 2H bar faucet | 0049272 | G0049272 | F51A1002CP-GEQ1
|  |  | Maxwell SE 1H lav | 0040145W | G0040145W | F4510037CP-GEQ1
|  |  | Maxwell SE 2H lav | 0043145W | G0043145W | F5120056CP-GEQ1
|  |  | Maxwell SE 1H Kitchen | 0040110W | G0040110W | FS610037CP-GEQ1
|  |  | Maxwell SE 1H Kitchen | 0040112W | G0040112W | FS610036CP-GEQ1
|  |  | Int'l Maxwell S/H Kitchen Faucet | 0040110 | G0040110 | FS6A0005CP-GEQ1
|  |  |  | 0040111 | G0040111 | FS6A0006CP-GEQ1
|  |  | Int'l Maxwell S/H Lav | 0040243 | G0040243 | F41B4031CP-GEQ2
|  |  | Maxwell SE S/H Lav | 0040140W | G0040140W | F4510045CP-GEQ1
|  |  |  | 0040141W | G0040141W | F4510044CP-GEQ1
|  |  |  | 0040143W | G0040143W | F4510048CP-GEQ1
|  |  |  | 0040144W | G0040144W | F4510046CP-GEQ1
|  |  |  | 0040146W | G0040146W | F4510047CP-GEQ1
|  |  | Int'l Maxwell 2H Lav | 0043243 | G0043243 | F51A0065CP-GEQ2
G0091565BN |  | A5.9035.0.0001 | Maxwell S/H Kitchen Faucet | 0040110SS | G0040110SS | FS6A0005NP-GEQ1
|  |  |  | 0040111SS | G0040111SS | FS6A0006NP-GEQ1
|  |  |  | 0040112SS | G0040112SS | FS6A0007NP-GEQ1
|  |  | Allerton 2H bar faucet | 0049272SS | G0049272SS | F51A1002NP-GEQ1
|  |  | Maxwell 2H Kitchen Faucets | lead free unavailable due to discontinue of 0042123SS | lead free unavailable due to discontinue of 0042123SS | #N/A
|  |  |  | lead free unavailable due to discontinue of 0042125SS | lead free unavailable due to discontinue of 0042125SS | #N/A
|  |  | Maxwell S/H Lav | 0040143BN | G0040143BN | F41B4022NP-GEQ1
|  |  |  | 0040145BN | G0040145BN | F41B4231NP-GEQ1
|  |  |  | 0040144BN | G0040144BN | F41B4407NP-GEQ1
|  |  |  | 0040146BN | G0040146BN | F41B0011NP-GEQ1
|  |  | Maxwell 2H Lav Faucets | 0043145BN | G0043145BN | F51A0036NP-GEQ1
|  |  | Maxwell SE S/H Lav | 0040144WBN | G0040144WBN | F4510046NP-GEQ1
|  |  |  | 0040145WBN | G0040145WBN | F4510037NP-GEQ1
|  |  | Maxwell SE 2H Lav | 0043142WBN | G0043142WBN | F5121034NP-GEQ1
|  |  |  | 0043145WBN | G0043145WBN | F5120056NP-GEQ1
G0091565BR |  | A5.9035.0.0001 | Maxwell S/H Lav | 0040145BR | G0040145BR | F41B4231RV-GEQ1
|  |  |  | 0040146BR | G0040146BR | F41B0011RV-GEQ1
G0091586 | AERATOR KITS, 0.5GPM, JR, MALE, SPRAY | A5.9035.0.0001 | Wicker Park S/H Lav | 0040325 | G0040325 | FS1A5293CP-GEQ1
|  |  | Riverdale S/H Lav | 0040330 | G0040330 | F41B4234CP-GEQ1
|  |  | Wicker Park W/S | 0043092 | G0043092 | FW2C5206CP-GEQ1
|  |  | Logan Square 4" CS | 0043480 | G0043480 | F51A1003CP-GEQ1
|  |  | Riverdale 4" CS | 0043465 | G0043465 | F51A0062CP-GEQ1
|  |  | Riverdale W/S | 0043086 | G0043086 | FM0A4210CP-GEQ1
|  |  | Carol Stream 4" CS | 0043475 | G0043475 | F51A1005CP-GEQ1
|  |  | Carol Stream W/S | 0043075 | G0043075 | FM0B4208CP-GEQ1
|  |  | Viper upgrade S/H Lav | 0040078 | G0040078 | F41B4105CP-GEQ1
|  |  | Int'l Kaia S/H Kitchen | 0040051 | G0040051 | F83J4614CP-GEQ2
|  |  | Int'l Riverdale S/H Kitchen | 0040190 | G0040190 | F87J4618CP-GEQ2
|  |  | Int'l Kaia S/H Lav | 0040075 | G0040075 | FS1A4143CP-GEQ2
|  |  | Viper S/H Lav | 0040076 | G0040076 | F41B0015CP-GEQ1
|  |  | Viper upgrade S/H Lav | 0040079 | G0040079 | F41B0014CP-GEQ1
|  |  | Antioch S/H Lav | 0040085 | G0040085 | F41B0008CP-GEQ2
|  |  | Antioch 2/H Lav | 0043215 | G0043215 | F51A1057CP-GEQ2
G0091586BN |  | A5.9035.0.0001 | Wicker Park S/H Lav | 0040325BN | G0040325BN | FS1A5293NP-GEQ1
|  |  | Wicker Park W/S | 0043092BN | G0043092BN | FW2C5206NP-GEQ1
|  |  | Logan Square 4" CS | 0043480BN | G0043480BN | F51A1003NP-GEQ1
|  |  | Riverdale 4" CS | 0043465BN | G0043465BN | F51A0062NP-GEQ1
|  |  | Riverdale W/S | 0043086BN | G0043086BN | FM0A4210NP-GEQ1
|  |  | Riverdale S/H Lav | 0040330BN | G0040330BN | F41B4234NP-GEQ1
|  |  | Carol Stream 4" CS | 0043475BN | G0043475BN | F51A1005NP-GEQ1
|  |  | Carol Stream W/S | 0043075BN | G0043075BN | FM0B4208NP-GEQ1
|  |  | Viper upgrade S/H Lav | 0040078BN | G0040078BN | F41B4105NP-GEQ1
|  |  | Viper upgrade S/H Lav | 0040079BN | G0040079BN | F41B0014NP-GEQ1
|  |  | Int'l Kaia S/H Kitchen | 0040051BN | G0040051BN | #N/A
|  |  | Int'l Riverdale S/H Kitchen | 0040190BN | G0040190BN | #N/A
|  |  | Int'l Kaia S/H Lav | 0040075BN | G0040075BN | FS1A4143NP-GEQ2
|  |  | Viper S/H Lav | 0040076BN | G0040076BN | F41B0015NP-GEQ1
G0091586BR | AERATOR KITS, 0.5GPM, JR, MALE, SPRAY | A5.9035.0.0001 | Viper upgrade S/H Lav | 0040079BR | G0040079BR | F41B0014RV-GEQ1
G0091586RB |  | A5.9035.0.0001 | Riverdale W/S | 0043086RB | G0043086RB | FM0A4210RB-GEQ1
|  |  | Riverdale S/H Lav | 0040330RB | G0040330RB | F41B4234RB-GEQ1
|  |  | Riverdale 4" CS | 0043465RB | G0043465RB | F51A0062RB-GEQ1
G0091587 | It was replaced by low flow controller GA519101N | A5.9042.1.0002 |  |  |  | #N/A
G0091587BN |  | A5.9042.1.0002 |  |  |  | #N/A
G0091579 | AERATOR KITS, 0.5GPM, BRIANNE, SPRAY | A5.9042.1.0002 | Brianne S/H Kitchen | 0040183 | G0040183 | F87J5604CP-GEQ1
|  |  | Brianne 2H Kitchen | lead free unavailable due to discontinue of 0042706 | lead free unavailable due to discontinue of 0042706 | #N/A
|  |  |  | lead free unavailable due to discontinue of 0042806 | lead free unavailable due to discontinue of 0042806 | #N/A
|  |  |  | 0049262 | G0049262 | FB0C5005CP-GEQ1
|  |  | Brianne mini W/S | 0043321 | G0043321 | FM0B5211CP-GEQ1
|  |  | Brianne 4" CS | 0043232 | G0043232 | F51A0041CP-GEQ1
|  |  | Brianne W/S | 0043172 | G0043172 | FW2C5205CP-GEQ1
G0091579BN |  | A5.9042.1.0002 | Brianne S/H Kitchen | 0040183SS | G0040183SS | F87J5604NP-GEQ1
|  |  | Brianne 2H Kitchen | lead free unavailable due to discontinue of 0042706SS | lead free unavailable due to discontinue of 0042706SS | #N/A
|  |  |  | lead free unavailable due to discontinue of 0042806SS | lead free unavailable due to discontinue of 0042806SS | #N/A
|  |  |  | 0049262SS | G0049262SS | FB0C5005NP-GEQ1
|  |  | Brianne mini W/S | 0043321BN | G0043321BN | FM0B5211NP-GEQ1
|  |  | Brianne 4" CS | 0043232BN | G0043232BN | F51A0041NP-GEQ1
|  |  | Brianne W/S | 0043172BN | G0043172BN | FW2C5205NP-GEQ1
G0091579RB |  | A5.9042.1.0002 | Brianne S/H Kitchen | 0040183RB | G0040183RB | F87J5604RB-GEQ1
|  |  | Brianne 2H Kitchen | lead free unavailable due to discontinue of 0042706RB | lead free unavailable due to discontinue of 0042706RB | #N/A
|  |  |  | lead free unavailable due to discontinue of 0042806RB | lead free unavailable due to discontinue of 0042806RB | #N/A
|  |  |  | 0049262RB | G0049262RB | FB0C5005RB-GEQ1
|  |  | Brianne mini W/S | 0043321RB | G0043321RB | FM0B5211RB-GEQ1
|  |  | Brianne 4" CS | 0043232RB | G0043232RB | F51A0041RB-GEQ1
|  |  | Brianne W/S | 0043172RB | G0043172RB | FW2C5205RB-GEQ1
GA66D736N | It was replaced by low flow controller GA519101N | A5.9042.1.0002 |  |  |  | #N/A
#N/A
#N/A
GA66D665N | AERATOR KITS, 0.5GPM, SPRAY | A5.9035.0.0001 | Waveland 4" CS | 0043470 | G0043470 | F51A1004CP-GEQ1
|  |  | Waveland W/S | 0043095 | G0043095 | FM0B4207CP-GEQ1
GA66D665NBN |  | A5.9035.0.0001 | Waveland 4" CS | 0043470BN | G0043470BN | F51A1004NP-GEQ1
|  |  | Waveland W/S | 0043095BN | G0043095BN | FM0B4207NP-GEQ1
GA66D665NBR |  | A5.9035.0.0001 | Waveland 4" CS | 0043470BR | G0043470BR | FM0B4207RB-GEQ1
|  |  | Waveland W/S | 0043095BR | G0043095BR | FM0B4207RV-GEQ1
G0097297 | AERATOR KITS, 0.5GPM, STD, MALE, VP, SPRAY | A5.9042.1.0002 | Commercial 2H Kitchen Faucet | C044110 | GC044110 | #N/A
|  |  |  | C444119 | GC444119 | #N/A
|  |  | Commercial 1H Meeting Faucet | NA | NA | #N/A
|  |  | Commercial 2H Meeting Faucet | NA | NA | #N/A
|  |  | Commercial S/H Lav | C044532 | GC044532 | F43D4103CP-GEQ1
|  |  |  | C044530 | GC044530 | F43D4006CP-GEQ1
|  |  |  | C0445326 | GC0445326 | F43D4102CP-GEQ1
|  |  |  | C044534 | GC044534 | #N/A
|  |  | Commercial 2H 4" CS Lav | C444451 | GC444451 | #N/A
|  |  |  | C444442 | GC444442 | #N/A
|  |  |  | C444441 | GC444441 | #N/A
|  |  |  | C044451 | GC044451 | #N/A
|  |  |  | C044442 | GC044442 | #N/A
|  |  |  | C044441 | GC044441 | F42D4008CP-GEQ1
|  |  |  | C04444165 | GC04444165 | #N/A
|  |  | Commercial W/S Lav | C044054 | GC044054 | #N/A
|  |  |  | C04405461 | GC04405461 | #N/A
|  |  |  | C44405461 | GC44405461 | #N/A
|  |  |  | C444054 | GC444054 | #N/A
G0097298 | AERATOR KITS, 0.5GPM, STD, FEMALE, VP, SPRAY | A5.9042.1.0002 | Commercial Basin Cock Faucet | C044152 | GC044152 | FS1A4089CP-GEQ1
|  |  | Commercial 2H Lav Gooseneck | C044255 | GC044255 | #N/A
|  |  |  | C044254 | GC044254 | FB0A4015CP-GEQ1
|  |  |  | C444255 | GC444255 | #N/A
|  |  |  | C444254 | GC444254 | #N/A
|  |  |  | C444354 | GC444354 | #N/A
|  |  |  | C044354 | GC044354 | #N/A
|  |  | Commercial 2H Lav | C44400561 | GC44400561 | #N/A
|  |  |  | C444005 | GC444005 | #N/A
|  |  | Commercial 2H Kitchen Faucet | C444179 | GC444179 | #N/A
|  |  | Commercial 2H Kitchen Faucet | C444279 | GC444279 | #N/A
|  |  | Commercial 2H Kitchen Faucet | C044179 | GC044179 | #N/A
|  |  | Commercial 2H Kitchen Faucet | C044279 | GC044279 | #N/A
|  |  | Commercial W/S Lav Gooseneck | C04400561 | GC04400561 | FW2C4009CP-GEQ1
|  |  |  | C044005 | GC044005 | #N/A
|  |  | Commercial Kitchen Wall Mount Gooseneck | C444693 | GC444693 | F8BA4011CP-GEQ1
|  |  |  | lead free unavailable due to discontinue of C444630 | lead free unavailable due to discontinue of C444630 | #N/A
|  |  |  | lead free unavailable due to discontinue of C044690 | lead free unavailable due to discontinue of C044690 | #N/A
|  |  |  | C044633 | GC044633 | F8BA4010CP-GEQ1
GA519101N | FLOW CONTROLLER,0.5GPM,FOR KITCHEN PULL OUT/DOWN | 31.2004.1 Flow controller | Daylene Kitchen Pull Down | 0040471 | G0040471 | FP4A4044CP-GEQ1
|  |  | Daylene Kitchen Pull Down | 0040471SS | G0040471SS | FP4A4044NP-GEQ1
|  |  | Wicker Park Kitchen Pull Down | 0040475 | G0040475 | FP4A5020CP-GEQ1
|  |  | Wicker Park Kitchen Pull Down | 0040475SS | G0040475SS | FP4A5020NP-GEQ1
|  |  | Brianne Kitchen Pull Out | 0040480 | G0040480 | FP1D5000CP-GEQ1
|  |  | Brianne Kitchen Pull Out | 0040480SS | G0040480SS | FP1D5000NP-GEQ1
|  |  | Brianne Kitchen Pull Out | 0040480RB | G0040480RB | FP1D5000RB-GEQ1
|  |  | Abigail Kitchen Pull Out | 0040490 | G0040490 | FP1D5001CP-GEQ1
|  |  | Abigail Kitchen Pull Out | 0040490SS | G0040490SS | FP1D5001NP-GEQ1
|  |  | Abigail Kitchen Pull Out | 0040490RB | G0040490RB | FP1D5001RB-GEQ1
|  |  | Allerton Kitchen Pull Out | 0040485 | G0040485 | FP1D4006CP-GEQ1
|  |  | Allerton Kitchen Pull Out | 0040485SS | G0040485SS | FP1D4006NP-GEQ1
|  |  | Maxwell S/H Kitchen Pull Out, Pak | 0040465PK | G0040465PK | FP2B4001CP-GEL1
|  |  | Maxwell S/H Kitchen Pull Out, Pak | 0040465PKSS | G0040465PKSS | FP2B4001NP-GEL1
|  |  | White Kitchen Pull Out | 0040170WHPK | G0040170WHPK | #N/A
|  |  | Maxwell SE kitchen pull out | 0040465W | G0040465W | FP224009CP-GEQ1
|  |  | Maxwell SE kitchen pull out | 0040465WSS | G0040465WSS | FP224009NP-GEQ1
|  |  | Int'l Maxwell kitchen pull out | 0040465 | G0040465 | FP4A4075CP-GEQ2
|  |  | Viper kitchen pull down | 0040165 | G0040165 | FP4A4076CP-GEQ1
|  |  | Viper kitchen pull down | 0040165SS | G0040165SS | FP4A4076NP-GEQ1
|  |  | Viper kitchen pull down | 0040165BR | G0040165BR | FP4A4076RV-GEQ1
|  |  | Int'l South Shore kitchen pull out | 0040198 | G0040198 | #N/A
|  |  | Int'l South Shore kitchen pull out | 0040198SS | G0040198SS | #N/A
|  |  | Int'l Kaia kitchen pull out | 0040184 | G0040184 | FP4A4067CP-GEQ2
|  |  | Int'l Kaia kitchen pull out | 0040184SS | G0040184SS | FP4A4067NP-GEQ2
|  |  | Int'l Riverdale kitchen pull out | 0040194 | G0040194 | FP4A4062CP-GEQ2
|  |  | Int'l Riverdale kitchen pull out | 0040194SS | G0040194SS | FP4A4062NP-GEQ2
G0091566 | AERATOR KITS, 0.5GPM, STD, MALE, VP, LAMINAR | A5.9042.1.0002 | Viper S/H Lav | 0040068 | G0040068 | F41B0013CP-GEQ1
|  |  | Abigail 2H Lav | 0043222 | G0043222 | F51A0042CP-GEQ1
|  |  | Viper 2H Lav | 0043038 | G0043038 | F51A1087CP-GEQ1
|  |  | Logan Square W/S | 0043282 | G0043282 | FW2B4209CP-GEQ1
|  |  | Viper 2H Lav | 0043324 | G0043324 | FM0A0001CP-GEQ1
|  |  | Viper Mini-ws Lav | 0043325 | G0043325 | FM0A4105CP-GEQ1
|  |  | Viper 2H Lav | 0043326 | G0043326 | FM0A0000CP-GEQ1
|  |  | Viper 2H Lav | 0043039 | G0043039 | F51A1085CP-GEQ1
G0091566BN |  | A5.9042.1.0002 | Viper S/H Lav | 0040068BN | G0040068BN | F41B0013NP-GEQ1
|  |  | Viper 2H Lav | 0043039BN | G0043039BN | F51A1085NP-GEQ1
|  |  | Logan Square W/S | 0043282BN | G0043282BN | FW2B4209NP-GEQ1
|  |  | Viper 2H Lav | 0043324BN | G0043324BN | FM0A0001NP-GEQ1
|  |  | Viper Mini-ws Lav | 0043325BN | G0043325BN | FM0A4105NP-GEQ1
|  |  | Viper 2H Lav | 0043326BN | G0043326BN | FM0A0000NP-GEQ1
|  |  | Abigail 2H Lav | 0043222BN | G0043222BN | F51A0042NP-GEQ1
G0091566BR |  | A5.9042.1.0002 | Viper S/H Lav | 0040068BR | G0040068BR | F41B0013RV-GEQ1
|  |  | Viper 2H Lav | 0043324BR | G0043324BR | FM0A0001RV-GEQ1
|  |  | Viper 2H Lav | 0043326BR | G0043326BR | FM0A0000RV-GEQ1
|  |  | Abigail 2H Lav | 0043222BR | G0043222BR | #N/A
GA500199N | Aerator Kit 0.5 gpm Spray Junior Male | A5.9035.0.0001 | Logan Square S/H Lav | 0040335 | G0040335 | FS1A4287CP-GEQ1
GA500199NBN | Aerator Kit 0.5 gpm Spray Junior Male | A5.9035.0.0001 | Logan Square S/H Lav | 0040335BN | G0040335BN | FS1A4287NP-GEQ1

## 0.35GPM PCA
Gerber Low Flow Aerator & Flow Controller Kits - 0.35GPM
Gerber no. | Description | Matching Neoperl Aerator P/N | ERP No. | Description | Gerber No. | ERP No.
GA61325860N | Aerator Kit 0.35 gpm Spray Standard Male Vandal Proof | 40.7268.00000 | A613258NCP-60-GEE1 | 1H Metering Faucet | G0044346 | F4214000CP-GEQ1
|  |  |  | 4" Lav Metering Faucet | G0044340 | F4214000CP-GEQ1
|  |  |  | 2h Comcl Kit Fct 8"Ctrs Ceram Comcl Blade Hdls | GC444119 | F84D4008CP-GEQ1
|  |  |  | 2H Kitchen Faucet Lever Handle with Spray | GC444219 | F84D4602CP-GEQ1
|  |  |  | 2H Kitchen Faucet Wrist Blade Handle with Spray | GC044219 | F84D4601CP-GEQ1
|  |  |  | 4" Centerset CP | GC044534 | F43D4104CP-GEQ1
|  |  |  | Comcl S/H Lav,4",Cer,Lvr,Grid | GC044532 | F43D4103CP-GEQ1
|  |  |  | CML S/H LAV,4",CER,LVR,L/DRN | GC044530 | F43D4006CP-GEQ1
|  |  |  | Comcl 2h Lav 4" Cer Lvr Hdls Pop-Up Chr | GC444451 | F42D4224CP-GEQ1
|  |  |  | Comcl 2h Lav 4" Cer Lvr Hdls Grid Strnr Chr | GC444442 | F42D4104CP-GEQ1
|  |  |  | Comcl 2h Lav 4" Cer Lvr Hdls L/Pop-Up Chr | GC444441 | F42D4007CP-GEQ1
|  |  |  | Comcl 2h Lav 4" Cer Wrist Bld Hdls Pop-Up Chr | GC044451 | F42D4223CP-GEQ1
|  |  |  | Comcl 2h Lav 4" Cer Wrist Bld Hdls Grid Strnr Chr | GC044442 | F42D4105CP-GEQ1
|  |  |  | 4“ Two Handle Lavatory Faucet | GC044441 | F42D4008CP-GEQ1
|  |  |  | Comcl 2h Lav W/S Cer Lvr Hdls Flex Conn L/Drain Chr | GC44405461 | FW2B4006CP-GEQ1
|  |  |  | Comcl 2h Lav W/S Cer Lvr Hdls Rigid Conn L/Drain Chr | GC444054 | FW2B4005CP-GEQ1
|  |  |  | Comcl 2h Lav W/S Cer Wrist Hdls Flex Conn L/Drain Chr | GC04405461 | FW2B4007CP-GEQ1
|  |  |  | 2H Widespread Lavatory Faucet with Wrist Blade Handle Rigid Connection Less Drain | GC044054 | FW2B4008CP-GEQ1
GA61325960N | Aerator Kit 0.35 gpm Spray Standard female Vandal Proof | 40.7268.00000 | A613259NCP-60-GEE1 | 2H Kitchen Faucet Lever Handle without Spray GN Spt | GC444179 | F82D4001CP-GEQ1
|  |  |  | 2H Kitchen Faucet Wrist Blade Handle withoug Spray Gn Spt | GC044179 | F82D4002CP-GEQ1
|  |  |  | 2H Kicthen Faucet Lever Handle with Spray Gn Spt | GC444279 | F82D4601CP-GEQ1
|  |  |  | 2H Kitchen Faucet Wrist Blade Handle with Spray Gn Spt | GC044279 | F82D4600CP-GEQ1
|  |  |  | CML 2H KIT,WALL,8"CC,LVR,8"SPT | GC444693 | F8BA4011CP-GEQ1
|  |  |  | 2H Kitchen Faucet Lever Handle W/M 12" Swing Spt | GC444633 | F8BA4015CP-GEQ1
|  |  |  | 2H Kitchen Faucet Lever Handle W/M 12" Hi Arc Swing Spout | GC444643 | F8BA4018CP-GEQ1
|  |  |  | 2H Kitchen Faucet Wrist Blade Handle W/M 8" Swing Spout | GC044693 | F8BA4016CP-GEQ1
|  |  |  | CML 2H KIT,WALL,8",WRST,12"SPT | GC044633 | F8BA4010CP-GEQ1
|  |  |  | 2H Kitchen Faucet Wrist Blade Handle W/M 12" Hi Arc Swing Spout | GC044643 | F8BA4017CP-GEQ1
|  |  |  | Comcl 2h Lav 4" Cer Gsneck Lvr Hdls L/Drain Chr | GC444255 | F70A4104CP-GEQ1
|  |  |  | Comcl 2h Lav 4" Cer Lvr Hdls L/Drain Chr | GC444254 | FB0A4014CP-GEQ1
|  |  |  | Comcl 2h Bar 4" Cer Gsneck Lvr Hdls 1/2"Conn L/Drain Chr | GC444354 | FB0A4016CP-GEQ1
|  |  |  | Coml 2h Lav 4" Cer Gsneck Spt Wrist Bld Hdls Grid Strnr Chr | GC044255 | F70A4105CP-GEQ1
|  |  |  | 4“ Two Handle Lavatory Faucet | GC044254 | FB0A4015CP-GEQ1
|  |  |  | Comcl 2h Bar 4" Cer Gsneck Wrist Hdls 1/2"Conn L/Drain Chr | GC044354 | FB0A4017CP-GEQ1
|  |  |  | 2H Widespread Lavatory Faucet with Lever Handle Ge Spout Flex Connection Less Drain | GC44400561 | FW2C4013CP-GEQ1
|  |  |  | 2H Widespread Lavatory Faucet with Lever Handle Ge Spout Rigid Connection Less Drain | GC444005 | FW2C4012CP-GEQ1
|  |  |  | Two Handle Widespread Lavatory Faucet | GC04400561 | FW2C4009CP-GEQ1
|  |  |  | Comcl 2h Lav W/S Cer Wrist Hdls Gsneck Rigid Conn L/Drn Chr | GC044005 | FW2C4011CP-GEQ1
|  |  |  | Uncertain | GC044119 | This item purchased from G88, so no factory ERP number.